## Index
Water Supply Cost | WMA-NWRS2 | Description | Comments
WC1 | 1 | Lephalale | Coal
WC2 | 2 | VRESS Olifants River | Coal
WC3 | 5 | VRESS Vaal River | Coal
WC4 | 4 | Coastal Seawater @ Richards Bay | Coal
WS1 | 6 | Orange River | CSP
WB1 | 4 & 3 | n/a | Biofuels: KZN
WG1 | 6 | Karoo Basin : Orange River | Shale: Karoo
Water Supply Cost | WMA-NWRS2 | Description | Comments
WC1 | 1 | Lephalale | Coal
WC2 | 2 | Olifants River | Coal
WC3 | 5 | Vaal River | Coal
WC4 | 6 | Orange River | CSP
WC5 | 6 | Karoo Basin : Orange River | Shale: Karoo
WC6 | 4 | Coastal Seawater @ Richards Bay | Coal
Overview-of-Renewable-Energy-Roadmap-Public-Workshop-26Sep2013
Note on A9: This should probably be two regions

## version
MDB name | edits
SATIM-W_20150318fa01 | Add nominal NCAP_ILED for pipelines in WSR-D Alter flo-share for Shale gas delivery types
SATIM-W_20150318fa02 | Link transfers to region A& B from region C (Vaal): - Add EWR (130Mm3) as constraint linked to 'C1. -Transfer of return flows ('A3) to Region A from 'C0; - transfer from 'C0 to Region B ('B3) (requires the use of flo_eff to link the flow of water commodities)
SATIM-W_20150320fa01 | Re-import 'SUP and 'TS10 into base for Supply Sector only model

## units
acre to m2: | 1 | 4046.8564 |  |  | (martinez et al., 2014)
USA bbl to litre: | 1 | 158.9873 |  |  | 2.07 | 1.24 | 5.29
US gal/MWh to l/kWh: | 283 | 1.0713 |  |  | 0.95 | 0.12 | 6.33
l/kWh to Mm3/PJ | 1 | 0.27778 | l/MJ
|  | 277777777.7778 | l/PJ |  | 0.3291 | 0.19714 | 0.84104
|  | 0.27778 | 0.27778 | Mm3/PJ | 0.15104 | 0.019078 | 1.0064
kWh/m3 to PJ/Mm3 | 1 | 0.0036 | 0.0036 | PJ/Mm3
31536 PJ = 8760 TWh
litre to US gallon | 3.7854

## AMD
Olifants river study | 2012 ZAR
Project Option 1 - Treat and discharge |  | Reclamation |  |  | Discharge pumpstations and pipelines |  |  | Water resource charge
|  | Plants | (R/year) | (R/m3) | (R million) | (R/year) | (R/m3) | (R/year) | (R/m3) |  | SATIM Mm3/PJ extracted estimation |  |  |  | AMD (bruno)
| Mℓ/day | Capex | Opex | Opex | Capex | Opex | Opex | opex |  |  | mining life: | 100 |  |  | 80R/tonne
New Largo WRP 6 | 6 | 151600000 | 27747300 | 12.7 | 7894129 | 294400 | 0.13 | 438000 | 0.2 |  | coal reserves | 21593 | PJ
Kriel WRP 14 | 14 | 287500000 | 47829600 | 9.4 | 27762106 | 686935 | 0.13 | 1022000 | 0.2 |  | AMD treated | 53.4725 | Mm3/a
Matla WRP 12 | 12 | 257700000 | 43143000 | 9.9 | 33864241 | 588801 | 0.13 | 876000 | 0.2 |  | Total volume of mining life | 5347.25
Xstrata WRP 15 | 15 | 302000000 | 50151000 | 9.2 | 49609332 | 736002 | 0.13 | 1095000 | 0.2
Emalahleni WRP – Module 1 25 | 25 |  | 73547500 | 8.1 | 1226670 |  | 0.13 | 1825000 | 0.2 |  | DoE EB 2006 COAL | 3721156.3034 | TJ
Emalahleni WRP – Module 2 25 | 25 | 422300000 | 73547500 | 8.1 | 38914287 | 1226670 | 0.13 | 1825000 | 0.2
Middelburg WRP 15 | 15 | 302000000 | 50370000 | 9.2 | 28922814 | 736002 | 0.13 | 1095000 | 0.2
Mafube WRP 16 | 16 | 316200000 | 52384800 | 9 | 32276268 | 785069 | 0.13 | 1168000 | 0.2
Optimum WRP 15 | 15 |  | 38325000 | 7 | 28524402 | 736002 | 0.13 | 1095000 | 0.2
Optimum Eikeboom WRP 3 | 3.5 | 103200000 | 20503875 | 16.1 | 3319833 | 171733 | 0.13 | 255500 | 0.2
total | 146.5 | 2142500000 | 477549575 | 98.7 | 252314082 | 5961614 | 0.13 | 10694500 | 0.2
avrage | 14.65 | 267812500 | 47754957.5 | 9.87 | 25231408.2 | 662401.5556 | 0.13 | 1069450 | 0.2
median | 15 | 294750000 | 48990300 | 9.2 | 28723608 | 736002 | 0.13 | 1095000 | 0.2
drate | 0.08
life | 20 |  | 53.4725
avail | 1
index |  | 0 | 1 | 2 | 3 | 4 | 5 | 6 | 7 | 8 | 9 | 10 | 11 | 12 | 13 | 14 | 15 | 16 | 17 | 18 | 19 | 20
Flow |  | 0 | 0 | 53472500 | 53472500 | 53472500 | 53472500 | 53472500 | 53472500 | 53472500 | 53472500 | 53472500 | 53472500 | 53472500 | 53472500 | 53472500 | 53472500 | 53472500 | 53472500 | 53472500 | 53472500 | 53472500
Capex |  | 2142500000 | 0 | 0 | 0 | 0 | 0 | 0 | 0 | 0 | 0 | 0 | 0 | 0 | 0 | 0 | 0 | 0 | 0 | 0 | 0 | 0
Capex2 |  | 252314082 | 0 | 0 | 0 | 0 | 0 | 0 | 0 | 0 | 0 | 0 | 0 | 0 | 0 | 0 | 0 | 0 | 0 | 0 | 0 | 0
OM1 |  | 0 | 0 | 477549575 | 477549575 | 477549575 | 477549575 | 477549575 | 477549575 | 477549575 | 477549575 | 477549575 | 477549575 | 477549575 | 477549575 | 477549575 | 477549575 | 477549575 | 477549575 | 477549575 | 477549575 | 477549575
OM2 |  | 0 | 0 | 5961614 | 5961614 | 5961614 | 5961614 | 5961614 | 5961614 | 5961614 | 5961614 | 5961614 | 5961614 | 5961614 | 5961614 | 5961614 | 5961614 | 5961614 | 5961614 | 5961614 | 5961614 | 5961614
dFlows |  | 0 | 0 | 45844050.0686 | 42448194.508 | 39303883.8037 | 36392485.0034 | 33696745.3735 | 31200690.1607 | 28889527.9265 | 26749562.8949 | 24768113.7916 | 22933438.6959 | 21234665.4592 | 19661727.277 | 18205303.0343 | 16856762.0688 | 15608113.0267 | 14451956.5062 | 13381441.2094 | 12390223.342 | 11472429.0204
URVcapex1 | 4.5059 | 2142500000 | 0 | 0 | 0 | 0 | 0 | 0 | 0 | 0 | 0 | 0 | 0 | 0 | 0 | 0 | 0 | 0 | 0 | 0 | 0 | 0
URV_OM1 | 8.9308 | 0 | 0 | 409421789.2661 | 379094249.3205 | 351013193.8153 | 325012216.4956 | 300937237.4959 | 278645590.274 | 258005176.1796 | 238893681.6478 | 221197853.3776 | 204812827.2015 | 189641506.668 | 175593987.6556 | 162587025.607 | 150543542.2287 | 139392168.7303 | 129066822.8984 | 119506317.4986 | 110653997.6838 | 102457405.2628
URVcapex2 | 0.53064 | 252314082 | 0 | 0 | 0 | 0 | 0 | 0 | 0 | 0 | 0 | 0 | 0 | 0 | 0 | 0 | 0 | 0 | 0 | 0 | 0 | 0
URV_OM2 | 0.11149 | 0 | 0 | 5111123.1139 | 4732521.4017 | 4381964.2608 | 4057374.3156 | 3756828.07 | 3478544.5093 | 3220874.5456 | 2982291.2459 | 2761380.7833 | 2556834.0586 | 2367438.9431 | 2192073.0955 | 2029697.3106 | 1879349.3617 | 1740138.2979 | 1611239.1647 | 1491888.1155 | 1381377.8847 | 1279053.5969
ZAR/m3 | 14.0788
| 53.4725 | 0: 40.0673; 1: mil ZAR/Mm3; 2: avg
SATIM-W: cost of new build only
Olifants river study
Project Option 1 - Treat and discharge |  | 0: Reclamation; 3: Discharge pumpstations and pipelines; 6: Water resource charge
|  | Plants | (R/year) | (R/m3) | (R million) | (R/year) | (R/m3) | (R/year) | (R/m3)
| Mℓ/day | 0: Capex; 1: Opex; 2: Opex; 3: Capex; 4: Opex; 5: Opex; 6: opex
New Largo WRP 6 | 6 | 0: 151600000; 1: 27747300; 2: 12.7; 3: 7894129; 4: 294400; 5: 0.13; 6: 438000; 7: 0.2
Kriel WRP 14 | 14 | 0: 287500000; 1: 47829600; 2: 9.4; 3: 27762106; 4: 686935; 5: 0.13; 6: 1022000; 7: 0.2
Matla WRP 12 | 12 | 0: 257700000; 1: 43143000; 2: 9.9; 3: 33864241; 4: 588801; 5: 0.13; 6: 876000; 7: 0.2
Xstrata WRP 15 | 15 | 0: 302000000; 1: 50151000; 2: 9.2; 3: 49609332; 4: 736002; 5: 0.13; 6: 1095000; 7: 0.2
Emalahleni WRP – Module 2 25 | 25 | 0: 422300000; 1: 73547500; 2: 8.1; 3: 38914287; 4: 1226670; 5: 0.13; 6: 1825000; 7: 0.2
Middelburg WRP 15 | 15 | 0: 302000000; 1: 50370000; 2: 9.2; 3: 28922814; 4: 736002; 5: 0.13; 6: 1095000; 7: 0.2
Mafube WRP 16 | 16 | 0: 316200000; 1: 52384800; 2: 9; 3: 32276268; 4: 785069; 5: 0.13; 6: 1168000; 7: 0.2
Optimum Eikeboom WRP 3 | 3.5 | 0: 103200000; 1: 20503875; 2: 16.1; 3: 3319833; 4: 171733; 5: 0.13; 6: 255500; 7: 0.2
| 106.5 | 0: 2142500000; 1: 365677075; 2: 83.6; 3: 222563010; 4: 5225612; 5: 1.04; 6: 7774500; 7: 0.2
TIMES input | Mm3/a | 0: invest cost mR/Mm3; 1: Fixed OM mR/year; 2: activity cost
| 38.8725 | 0: 60841.5463; 1: 9741.5187; 2: 3 kWh/m3

## AMD.v2
Olifants river study
Project Option 1 - Treat and discharge |  | Reclamation |  |  | Discharge pumpstations and pipelines |  |  | Water resource charge
|  | Plants | (R/year) | (R/m3) | (R million) | (R/year) | (R/m3) | (R/year) | (R/m3) |  | SATIM Mm3/PJ extracted estimation |  |  |  | AMD (bruno)
| Mℓ/day | Capex | Opex | Opex | Capex | Opex | Opex | opex |  |  | mining life: | 100 |  |  | 80R/tonne
New Largo WRP 6 | 6 | 151600000 | 27747300 | 12.7 | 7894129 | 294400 | 0.13 | 438000 | 0.2 |  | coal reserves | 21593 | PJ
Kriel WRP 14 | 14 | 287500000 | 47829600 | 9.4 | 27762106 | 686935 | 0.13 | 1022000 | 0.2 |  | AMD treated | 38.8725 | Mm3/a
Matla WRP 12 | 12 | 257700000 | 43143000 | 9.9 | 33864241 | 588801 | 0.13 | 876000 | 0.2 |  | Total volume of mining life | 3887.25
Xstrata WRP 15 | 15 | 302000000 | 50151000 | 9.2 | 49609332 | 736002 | 0.13 | 1095000 | 0.2
Emalahleni WRP – Module 2 25 | 25 | 422300000 | 73547500 | 8.1 | 38914287 | 1226670 | 0.13 | 1825000 | 0.2
Middelburg WRP 15 | 15 | 302000000 | 50370000 | 9.2 | 28922814 | 736002 | 0.13 | 1095000 | 0.2
Mafube WRP 16 | 16 | 316200000 | 52384800 | 9 | 32276268 | 785069 | 0.13 | 1168000 | 0.2
Optimum Eikeboom WRP 3 | 3.5 | 103200000 | 20503875 | 16.1 | 3319833 | 171733 | 0.13 | 255500 | 0.2
total | 106.5 | 2142500000 | 365677075 | 83.6 | 222563010 | 5225612 | 0.13 | 7774500 | 0.2
avrage | 13.3125 | 267812500 | 45709634.375 | 10.45 | 27820376.25 | 653201.5 | 0.13 | 971812.5 | 0.2
median | 14.5 | 294750000 | 48990300 | 9.3 | 30599541 | 711468.5 | 0.13 | 1058500 | 0.2
drate | 0.08
life | 20 |  | 38.8725
avail | 1
index |  | 0 | 1 | 2 | 3 | 4 | 5 | 6 | 7 | 8 | 9 | 10 | 11 | 12 | 13 | 14 | 15 | 16 | 17 | 18 | 19 | 20
Flow |  | 0 | 0 | 38872500 | 38872500 | 38872500 | 38872500 | 38872500 | 38872500 | 38872500 | 38872500 | 38872500 | 38872500 | 38872500 | 38872500 | 38872500 | 38872500 | 38872500 | 38872500 | 38872500 | 38872500 | 38872500
Capex |  | 2142500000 | 0 | 0 | 0 | 0 | 0 | 0 | 0 | 0 | 0 | 0 | 0 | 0 | 0 | 0 | 0 | 0 | 0 | 0 | 0 | 0
Capex2 |  | 222563010 | 0 | 0 | 0 | 0 | 0 | 0 | 0 | 0 | 0 | 0 | 0 | 0 | 0 | 0 | 0 | 0 | 0 | 0 | 0 | 0
OM1 (fixed) |  | 0 | 0 | 365677075 | 365677075 | 365677075 | 365677075 | 365677075 | 365677075 | 365677075 | 365677075 | 365677075 | 365677075 | 365677075 | 365677075 | 365677075 | 365677075 | 365677075 | 365677075 | 365677075 | 365677075 | 365677075
OM2 (fixed) |  | 0 | 0 | 5225612 | 5225612 | 5225612 | 5225612 | 5225612 | 5225612 | 5225612 | 5225612 | 5225612 | 5225612 | 5225612 | 5225612 | 5225612 | 5225612 | 5225612 | 5225612 | 5225612 | 5225612 | 5225612
dFlows |  | 0 | 0 | 33326903.2922 | 30858243.7891 | 28572447.9528 | 26455970.3267 | 24496268.821 | 22681730.3898 | 21001602.2128 | 19445927.9748 | 18005488.8656 | 16671748.9496 | 15436804.583 | 14293337.5768 | 13234571.8304 | 12254233.1763 | 11346512.2003 | 10506029.8151 | 9727805.3843 | 9007227.2077 | 8340025.1923
URVcapex1 | 6.1982 | 2142500000 | 0 | 0 | 0 | 0 | 0 | 0 | 0 | 0 | 0 | 0 | 0 | 0 | 0 | 0 | 0 | 0 | 0 | 0 | 0 | 0
URV_OM1 | 9.4071 | 0 | 0 | 313509152.0919 | 290286251.937 | 268783566.6083 | 248873672.7855 | 230438585.9125 | 213369061.0301 | 197563945.3982 | 182929579.0724 | 169379239.8819 | 156832629.5202 | 145215397.7039 | 134458701.5777 | 124498797.7571 | 115276664.5899 | 106737652.3981 | 98831159.6279 | 91510332.9888 | 84731789.8044 | 78455360.93
URVcapex2 | 0.64387 | 222563010 | 0 | 0 | 0 | 0 | 0 | 0 | 0 | 0 | 0 | 0 | 0 | 0 | 0 | 0 | 0 | 0 | 0 | 0 | 0 | 0
URV_OM2 | 0.13443 | 0 | 0 | 4480120.0274 | 4148259.2847 | 3840980.8191 | 3556463.7214 | 3293021.9643 | 3049094.4114 | 2823235.5661 | 2614107.0056 | 2420469.4497 | 2241175.4163 | 2075162.4225 | 1921446.6875 | 1779117.3033 | 1647330.8364 | 1525306.33 | 1412320.6759 | 1307704.3295 | 1210837.3422 | 1121145.6872
UWC | 16.3836 | 0: ZAR/m3
| 38.8725 | 0: 55.1161; 1: mil ZAR/Mm3; 2: avg
| coal reserve (Mt) | 0: Mm3/Mt; 1: l/kg; 2: Mm3/PJ
Waterberg | 6635.5
CB | 20000 | 0: 0.34; 1: 0.34; 2: 6.8
High veld | 9271.4
Witbank | 7965.3 | 1: 0.46
ermelo | 4356.3
mine production life
100 | years
53 | Mm3/a | 0: 4200; 3: l/kg; 4: 0.29765; 5: 0.395; 6: 0.46
1500 | Residual | 0: 22.06%; 3: %; 4: 0.87544; 5: 1.1618; 6: 1.3529
6800 | Mm3 total | 0: 1.619; 1: 22.6667
20 | MJ/kg = PJ/Mt | 4: 0.43533; 5: 2; 6: 3
2e-08 | PJ/kg | 0: 5.5704; 4: -0.28612; 5: 0.080882; 6: 0.11765
0.892 | 2010 ZAR (2012)
0.085803 | CRF
9.6577 | Annualised FOM (2010mZAR/Mm3)
3.2836 | Annualised FOM (2010mZAR/Mt)
0.16418 | Annualised FOM 2010mZAR/PJ(coal)
0.0108 | PJ (elc) / Mm3
0.017 | Mm3 (water) per PJ (coal)
340 | l/t (coal)
0.0001836 | VOM PJ(elc)/PJ(coal) | 0: 0.0025
0.0026836 | Total VOM PJ(elc)/PJ(coal)
total cost of treatment
my numbers | 111408666841.1839 | 1: 1114086668.4118
fse | 14358974359 | 0: 280000000; 1: 51.2821
net eff
| 10588235.2941 | 0: 3600000
0.52941 | bar: 0
0.18 | bar: 0
| 0.0029491 | 0: ZAR/kWh
| 5.5704 | 0: zar/t

## coal mining
refer to:
SATIM-IND-Mining-COAL.xls

## TDS vs Capex
from Vaal study |  | based on SASOL data:
| 2009 | 2010
UF-RO cost
mZAR | 63.6 | 65.8135
Mm3 | 16.06
mZAR/Mm3 | 3.9601 | 4.098
FOM @ 3% | 0.1188 | 0.12294
1.0348
EFF | 0.98
[9 empty] | sasolburg |  |  |  | secunda
[9 empty] | Scenario |  |  |  | Scenario
[5 empty] | Salinity of intake water: |  |  | Base Case | 1 | 2 | 3 | Base Case | 1 | 2 | 3
[9 empty] | 18.3 | 40 | 58.3
[5 empty] | - | mS/m
[5 empty] | - | mg/ℓ | TDS | 167 | 208 | 294 | 450 | 178 | 214 | 249 | 285
[8 empty] | 1 | 1.2455 | 1.7605 | 2.6946 | 1 | 1.2022 | 1.3989 | 1.6011
[6 empty] | Capital | UF/RO plant |  | 47.4 | 85.4 | 113.2 |  | 129.7 | 194.3 | 238.2
[7 empty] | E/C plant |  | 117.5 | 188.2 | 235.7 |  | 262.7 | 363 | 427.4
[7 empty] | total |  | 164.9 | 273.6 | 348.9 |  | 392.4 | 557.3 | 665.6
[6 empty] | OM | UF/RO plant |  | 18.3 | 40 | 58.3 |  | 69.8 | 119.7 | 157
[7 empty] | E/C plant |  | 3.6 | 8 | 11.7 |  | 14 | 23.9 | 31.4
[7 empty] | Waste disposal |  | 13.7 | 30 | 43.7
[9 empty] | 35.6 | 78 | 113.7
200.5
| E/C plant |  | 117.5 | 235.7 |  | 262.7 | 363 | 427.4
ESKOM Water quality impacts-Medupi Power Station (Worksheet in Eskom 2008 - Water Quality Impacts) - calcs
TDS of RO influent stream |  | mg/L (as ions) | 92.8 | 453.9 | 947
Capital cost; RO-RO |  |  | 36000000 | 54000000 | 72000000
Capital cost; UF |  |  | 30000000 | 45000000 | 60000000
index
TDS of RO influent stream |  | mg/L (as ions) | 1 | 4.8912 | 10.2047
Capital cost; RO-RO |  |  | 1 | 1.5 | 2
Capital cost; UF |  |  | 1 | 1.5 | 2
AMD/Shale TDS |  |  | 15000
eMalahleni plant design |  |  | 5000
TDS index |  |  | 3
Capital index |  | power | 1.3586
|  | linear | 1.2451
|  | value applied | 1.3018
| year | Investment cost R(x1000)/Mm3 (ZAR 2012) | Fixed OM R(x1000)/year | Variable OM
| 2012 | 79206.9929 | 12682.5963
Table 21: COSTS FOR COAL MINE WATER TREATMENT IN SATIM-W.
|  |  |  | kWh/m3 | Pj/Mm3
| 2012 | 60842 | 9742 | 3 | 0.0108
| 2010 | 54271.064 | 8689.864
Convert From |  | 2012 | 0.892
Convert To |  | 2010
Medupi WTP for boiler demin production
water quality (TDS) | 2010 ZAR/m3 | Marginal cost (mZAR/Mm3)
RO:Mok (existing: embedded cost) | 11.6958 | 0
RO:Mok-Croc mix | 14.8963 | 3.2005
RO:Croc | 16.925 | 5.2292
TIMES
RO:Croc | Capital as an annualised FOM | Marginal to Mokolo | 2.9626 | 2010mZAR/Mm3 | NCAP_FOM
RO:Croc | VOM1 (avg) materials &labour | Marginal to Mokolo | 0.45573 | 2010mZAR/Mm3 | ACT_COST
RO:Croc | VOM2 | Marginal to Mokolo | 2.7434 | kWh/m3
RO:Croc | VOM2 | Marginal to Mokolo | 0.0098762 | Pj/Mm3 | PRC_ACTFLO
refer to .xls : | ESKOM2008 Water quality-Medupi_calcs "WTP-Cost-Croc"
Note on C68: Modified from Table 21 in Task 2 report. COSTS FOR COAL MINE WATER TREATMENT IN SATIM-W.

## WTP energy costs
Convert | kWh/m3 | 0.85 | to | PJ/Mm3 | 0.00306
Secondary
From eskom 's medupi WTP study
UF/RO existing (mokolo) | kWh/m3 | 2.47 | PJ/Mm3 | 0.008892
UF/RO - mokolo:croc mix | kWh/m3 | 2.74 | PJ/Mm3 | 0.009864
UF/RO croc | kWh/m3 | 2.74 | PJ/Mm3 | 0.009864
at 90% availibility
Primary
Ras, C, (2011)
coagulation | kWh/m3 | 0.00637 | PJ/Mm3 | 2.2932e-05
Flocculation | kWh/m3 | 0.00048 | PJ/Mm3 | 1.728e-06
|  |  |  | 2.466e-05 |  | 330 | 0.0081378
|  | 6.85 | kWh/Ml
Ras, C, (2011) | SASOL secunda SSF
Secunda
UF/RO existing | kWh/m3 | 0.66 | PJ/Mm3 | 0.002376
| eff | 0.85106

## Shale gas
|  |  |  | Gm3 |  |  |  |  | Mm3
|  |  |  | gas |  |  |  |  | water
|  |  |  | pixels |  | values | pixels |  | values
[5 empty] | rel: |  | y | rel: | y
|  |  |  | 629 | 0 | 0 | 629 | 0 | 0
|  |  |  | 533 | 96 | 50 | 564 | 65 | 20
|  |  |  | 436 | 193 | 100 | 436 | 193 | 60
|  |  |  | 340 | 289 | 150 | 308 | 321 | 100
|  |  |  | 243 | 386 | 200 | 179 | 450 | 140
|  |  |  | 148 | 481 | 250 | 116 | 513 | 160
[6 empty] | gas | water
[6 empty] | pixels | pixels
[5 empty] | y= | 180 | 180
[5 empty] | rel= | 449 | 449
[6 empty] | Values | Values
[5 empty] | y= | 233.0759 | 139.8635
[5 empty] | tcf | Gm3 | Mm3
[5 empty] | 0 | 0 | 0
[5 empty] | 1.7599 | 49.8336 | 29.904
[5 empty] | 2.2915 | 64.8875 | 38.9375
[5 empty] | 3.7214 | 105.3773 | 63.2345
[5 empty] | 5.9945 | 169.7457 | 101.8605
[5 empty] | 8.231 | 233.0759 | 139.8635
[6 empty] | slope: | 16.992
[5 empty] | tcf | Gm3 | Mm3
|  |  |  | y= | 30 | 849.5027 | 509.76
|  |  |  | water use |  |  | 0.016992 | Mm3/PJ
Nicot+Scanlon-[Water Use for Shale-Gas Production in Texas_2012]
1 | cm | 35.3148 | cf
1 | Gm3 | 35314780000 | cf
1 | Gm3 | 0.035315 | tcf
849.5027 | Gm3 | 30 | tcf
1 | Tcf | 1000 | PJ

## Shale-AMD wtp
Shale treatment based on: | [7 empty] | 43950
Olifants river study
Project Option 1 - Treat and discharge |  | Reclamation |  |  | Discharge pumpstations and pipelines |  |  | Water resource charge
|  | Plants | (R/year) | (R/m3) | (R million) | (R/year) | (R/m3) | (R/year) | (R/m3)
| Mℓ/day | Capex1 | Opex : OM1 | Opex:var1 | Capex2 | Opex: OM2 | Opex:var2 | opex | Opex:var2
total | 146.5 | 2142500000 | 477549575 |  | 252314082 | 5961614 | 0.13 | 10694500 | 0.2
avrage | 14.65 | 267812500 | 47754957.5 |  | 25231408.2 | 662401.5556 |  | 1069450
median | 15 | 294750000 | 48990300 |  | 28723608 | 736002 |  | 1095000
m3/day
Shale capex factored: avg | 14650 | 348650977.8549 | 62169662.0949 | 8.8846 | 32847440.4353 | 862345.6712 | 0.13 | 1392260.5863 | 0.2
Shale capex factored: median | 27932.0548 | 383719489.2798 | 63777889.3831 | 8.8846 | 37393751.2876 | 958162.2105 | 0.13 | 1425522.7846 | 0.2
drate | 0.08
life | 20 |  | shale gas water volume | 509.76 | Mm3
avail | 0.95 |  | avg /day | 27932.0548 | m3/day | 146500
R/kWh | 1 |  |  | 27.9321 | Ml/day
kWh/m3 | 3
varOM elec scaling | 2.9615 | 51 | 1.5
Median
index |  | 0 | 1 | 2 | 3 | 4 | 5 | 6 | 7 | 8 | 9 | 10 | 11 | 12 | 13 | 14 | 15 | 16 | 17 | 18 | 19 | 20 | 21 | 22
Flow |  | 0 | 0 | 9685440 | 9685440 | 9685440 | 9685440 | 9685440 | 9685440 | 9685440 | 9685440 | 9685440 | 9685440 | 9685440 | 9685440 | 9685440 | 9685440 | 9685440 | 9685440 | 9685440 | 9685440 | 9685440 | 9685440 | 9685440
Capex |  | 0 | 0 | 383719489.2798 | 0 | 0 | 0 | 0 | 0 | 0 | 0 | 0 | 0 | 0 | 0 | 0 | 0 | 0 | 0 | 0 | 0 | 0 | 0 | 0
Capex2 |  | 0 | 0 | 37393751.2876 | 0 | 0 | 0 | 0 | 0 | 0 | 0 | 0 | 0 | 0 | 0 | 0 | 0 | 0 | 0 | 0 | 0 | 0 | 0 | 0
OM1 |  | 0 | 0 | 63777889.3831 | 63777889.3831 | 63777889.3831 | 63777889.3831 | 63777889.3831 | 63777889.3831 | 63777889.3831 | 63777889.3831 | 63777889.3831 | 63777889.3831 | 63777889.3831 | 63777889.3831 | 63777889.3831 | 63777889.3831 | 63777889.3831 | 63777889.3831 | 63777889.3831 | 63777889.3831 | 63777889.3831 | 63777889.3831 | 63777889.3831
OM2 |  | 0 | 0 | 958162.2105 | 5961614 | 5961614 | 5961614 | 5961614 | 5961614 | 5961614 | 5961614 | 5961614 | 5961614 | 5961614 | 5961614 | 5961614 | 5961614 | 5961614 | 5961614 | 5961614 | 5961614 | 5961614 | 5961614 | 5961614
Var1 |  | 0 | 0 | 8.8846 | 8.8846 | 8.8846 | 8.8846 | 8.8846 | 8.8846 | 8.8846 | 8.8846 | 8.8846 | 8.8846 | 8.8846 | 8.8846 | 8.8846 | 8.8846 | 8.8846 | 8.8846 | 8.8846 | 8.8846 | 8.8846 | 8.8846 | 8.8846
Var2 |  | 0 | 0 | 0.33 | 0.33 | 0.33 | 0.33 | 0.33 | 0.33 | 0.33 | 0.33 | 0.33 | 0.33 | 0.33 | 0.33 | 0.33 | 0.33 | 0.33 | 0.33 | 0.33 | 0.33 | 0.33 | 0.33 | 0.33
dFlows |  | 0 | 0 | 8303703.7037 | 7688614.5405 | 7119087.5375 | 6591747.7199 | 6103470.111 | 5651361.2139 | 5232741.8647 | 4845131.3562 | 4486232.7372 | 4153919.2011 | 3846221.4825 | 3561316.1875 | 3297514.9885 | 3053254.6189 | 2827087.6101 | 2617673.7131 | 2423771.9566 | 2244233.2931 | 2077993.7899 | 1924068.324 | 1781544.7444
URVcapex1 | 3.6622 | 0 | 0 | 328977614.2659 | 0 | 0 | 0 | 0 | 0 | 0 | 0 | 0 | 0 | 0 | 0 | 0 | 0 | 0 | 0 | 0 | 0 | 0 | 0 | 0
URVcapex2 | 0.35688 | 0 | 0 | 32059114.6156 | 0 | 0 | 0 | 0 | 0 | 0 | 0 | 0 | 0 | 0 | 0 | 0 | 0 | 0 | 0 | 0 | 0 | 0 | 0 | 0
URV_OM1 | 6.5849 | 0 | 0 | 54679260.445 | 50628944.8565 | 46878652.6449 | 43406159.8564 | 40190888.7559 | 37213785.8851 | 34457209.1529 | 31904823.2897 | 29541503.046 | 27353243.5611 | 25327077.3714 | 23450997.5661 | 21713886.6353 | 20105450.5882 | 18616157.9521 | 17237183.289 | 15960354.8972 | 14778106.3863 | 13683431.8392 | 12669844.2955 | 11731337.3107
URV_OM2 | 0.56777 | 0 | 0 | 821469.6592 | 4732521.4017 | 4381964.2608 | 4057374.3156 | 3756828.07 | 3478544.5093 | 3220874.5456 | 2982291.2459 | 2761380.7833 | 2556834.0586 | 2367438.9431 | 2192073.0955 | 2029697.3106 | 1879349.3617 | 1740138.2979 | 1611239.1647 | 1491888.1155 | 1381377.8847 | 1279053.5969 | 1184308.8861 | 1096582.3019
URV_Var1 | 9.1732e-07 | 0 | 0 | 7.6171 | 7.0529 | 6.5305 | 6.0467 | 5.5988 | 5.1841 | 4.8001 | 4.4445 | 4.1153 | 3.8105 | 3.5282 | 3.2669 | 3.0249 | 2.8008 | 2.5933 | 2.4012 | 2.2234 | 2.0587 | 1.9062 | 1.765 | 1.6342
URV_Var2 | 3.4072e-08 | 0 | 0 | 0.28292 | 0.26196 | 0.24256 | 0.22459 | 0.20796 | 0.19255 | 0.17829 | 0.16508 | 0.15285 | 0.14153 | 0.13105 | 0.12134 | 0.11235 | 0.10403 | 0.096324 | 0.089189 | 0.082582 | 0.076465 | 0.070801 | 0.065556 | 0.0607
Shale gas WTP (from Table 22 Task2 report)
Inv Cost mZAR/PJ | 1.3459
FOM mZAR/PJ | 0.21551
energy (kWh/m3) | 3
Plant life | 50
CRF | 0.081743
Annualised FOM | 0.32553
Treatment costs are dominated by TDS levels (Hackney & Wiesner, 1996)
www.spe.org HANDLING PRODUCED HYDRAULIC FRACTURING WATER (2012)
Note on C11: Fadiel Ahjum: similar expenditure as Emalahleni plant
Note on E16: Fadiel Ahjum: similar volume as emalahleni plant
Note on B17: Fadiel Ahjum: eMalahleni
Note on B18: Fadiel Ahjum: refer to figure

## Uranium-Gold
total water estimate | Mm3
total | 673.4
mine water | 336.7
purchased water | 336.7
Uranium | 121.212
Funke 1990
About 50% of the total water intake by the mines consists of a low total dissolved salt
(TDS) river water, either abstracted directly by the mines, or supplied by water board
authorities such as the Rand Water Board, the Western Transvaal Regional Water Company
near Orkney and the OFS Goldfields Water Board at Balkfontein, which treat the
water to potable standards . The other water intake is mine water, pumped to the surface
and used by the mines. Pan water which is made up of mine pumpage, metallurgical plant
and sewage plant effluents and natural runoff is a major source of water supply to the OFS
mines.
Obtaining sufficient volumes of water is not a decisive cost factor for most mines. The
major cost factors are the replacement of corroded pipes and equipment, the increase in
power use to compensate for the reduced heat transfer at refrigeration plants or for pumping
through scaled up pipes and the use of treatment chemicals. The cost to the goldmining
industry because of poor quality water is estimated to be in the order of R150 to
R300 x 106/a.
Water low in suspended solids, TDS, chloride and hardness is required for
cooling/refrigeration and for certain applications in the metallurgical plants.
During 1983 the low TDS water supplied directly from the river by the water boards was
used as follows:
50% for domestic supply;
40% for cooling/refrigeration, chilled mine service water supply; and
10% for metallurgical plants and gardens.
Half of the total water intake to the mines is used by the surface metallurgical plants to
process about 120 x 106 t/a of ore and about 90 x 10" t/a of old sand and slimes residues
for the recovery of gold, uranium, pyrite and sulphuric acid
Typical water intake figures at surface plants are:
gold recovery only: 0,9 to 1,4 m3/t of processed ore
gold and uranium recovery: 2,5 m /t of processed ore
gold, uranium and pyrite recovery: 3,0 m3/t of processed ore
gold, uranium, pyrite recovery and
production of sulphuric acid: 4,0 to 4,5 m3/t of processed ore
H2SO4 plant, scrubber/cooling
water in circulation: 11,0 to 14,0 m3/t of acid
Mines use water for the following purposes:
Underground:
dust suppression
stope cleaning
mine cooling/refrigeration
fire fighting
drinking
hydraulic equipment
On the surface:
domestic (drinking, washing, sanitation)
mine cooling/refrigeration
ore washing, milling
gold leaching and processing
pyrite flotation, sulphuric acid production
uranium leaching and extraction
disposal of tailings
Of the total water intake (Fig 2),
49% is used at metallurgical plants;
27% at hostels, offices, houses;
22% underground; and
2% for power.
During 1983 the water emanating from the gold and uranium mines was disposed of
or lost as follows:
to surface streams or returned
to dolomite compartments: 132 700 M//a = 39%
lost by evaporative cooling or
with ventilation air: 34 000 M//a = 10%
to tailings and evaporation dams: 170 000 M//a = 51%
336 700 M//a

## fgd costs
http://www.x-rates.com/average/?from=ZAR&to=USD&amount=1.00&year=2012
Jan | 0.12478 | – | 31 | days
Feb | 0.13081 | – | 29 | days |  |  | Cost and Schedule for a Power Plant (606 MW) with Wet FGD Retrofit Technology (NREL,2012)
Mar | 0.13153 | – | 31 | days
Apr | 0.12768 | – | 30 | days
May | 0.1225 | – | 31 | days
Jun | 0.11918 | – | 30 | days
Jul | 0.12127 | – | 31 | days
Aug | 0.12111 | – | 31 | days
Sep | 0.12096 | – | 30 | days
Oct | 0.11538 | – | 31 | days
Nov | 0.11356 | – | 30 | days
Dec | 0.11598 | – | 31 | days
0.12206
[5 empty] | Retrofit difficulty factor | 1.1
FGD (EPRI-eskom) | no-FGD (EPRI-eskom) |  | ZAR (2012) |  | ZAR (2010) | USD (2012)
21572 | 17519 | invest | 4053 | ZAR/kW | 3976.8036 | 544.1912
552 | 367 | fix | 185 | ZAR/kW | 165.02 | 22.5816
51.2 | 38.2 | var | 13 | ZAR/MWh | 11.596 | 1.5868
4,500 | 4500 | cap
FGD-retro (Eskom)
WET | 157000 | invest(mZAR2013) | 4634.5495 | ZAR/kW | 3922.2184
Wet:Semi-dry ratio | 1.587
FDG | water withdrawal | FDG efficiency penalty
| l/kWh | new-supercritical | retro-subcritical
WET | 0.2 | -0.5% | -1%
Semi-DRY | 0.12603
Alternative baseline abatement unit cost estimates of PM, NOx and SO2 - 2014ZAR
[8 empty] | Emissions | Technology (% removal efficiency) | CAPEX (R/kW) | OPEX (R/kW)
[8 empty] | PM | FFP | 2 514 | 156*
[8 empty] | NOx | LNB (30%) | 775 | 8
[8 empty] | NOx | LNB+OFA (40%) | 1 269 | 13
[8 empty] | NOx | SCR (90%) | 2 562 | 26
[8 empty] | NOx | SCNR (50%) | 446
24
[8 empty] | SO2 | In-­‐Duct (30%) | 1 364 | 133
141
[8 empty] | SO2 | Semi-­‐dry FGD (90%) | 5 508
[8 empty] | SO2 | Wet FGD (90%) | 5 964 | 150
A REVIEW OF ABATEMENT COST ESTIMATES FOR PMNOx and SO2 CONTROL AT ESKOM COALFIRED POWER STATIONS FINAL REPORT- iliso (de wit2013) fgd
SO2 technology abatement unit costs
Eskom’s latest revised SO2 abatement unit cost estimates are based on a study done by E.ON Engineering (E.ON, 2007) for the Kendal FGD retrofit. However, the E.ON study “…only considered the Flue Gas Desulfurization (FGD) island in itself and did not consider the balance of plant such as materials handling, water management, waste treatment and storage, auxiliary power requirements, civil and structural considerations etc.” (Patel, 2013) Eskom utilized the total CAPEX estimated by E.ON, and adjusted the results for inflation to express in 2012 values and included a “Balance of Plant” provision as well as an “Owner Development Costs” to calculate more realistic estimates.
Therefore, according to Eskom, estimated CAPEX unit costs for SO2 abatement range from R1 057/kW for In-­‐Duct technology with a 30% efficiency, R3 155/kW for semi-­‐dry FGD with a 90% efficiency and R4 165/kW for Wet FGD with a 90% efficiency. OPEX unit costs for SO2 abatement were estimated at R107/kW/yr for Wet FGD, R118/kW/yr for In-­‐Duct and R169/kW/yr for semi-­‐dry FGD. OPEX includes the cost of the sorbent (limestone/lime), additional water, increase in auxiliary power consumption and wastewater treatment.
2012 ZAR
A REVIEW OF ABATEMENT COST ESTIMATES FOR PMNOx and SO2 CONTROL AT ESKOM COALFIRED POWER STATIONS FINAL REPORT- iliso
Note on B32: From EPRI-Eskom data. Also: Power Plant Water Usage and Loss Study (2007) NETL, USA. 58.1 gal/MWh = 0.219l/kWh for Supercritical. 65.8 gal/MWh = 0.249l/kWh for Subcritical.
Note on C32: From EPRI-Eskom data for new supercritical. 1% quoted for existing eskom fleet. Implementation of De-SOx Technologies in an Eskom Context - Candice Stephen (2014)
Note on B33: Implementation of De-SOx Technologies in an Eskom Context - Candice Stephen (2014)

## Coal dist
SACRM (2013)
Destination | Transport cost (Rands/tonne)
Waterberg to Richards Bay Coal Terminal (RBT) | 258, rising to 308 in 2015 to account for the cost of building a new rail line from the Waterberg
Mpumalanga to RBT | 126
Waterberg to Central Basin/Vereeniging | 132
150.4186
157.5814
Check
|  |  | Cost Quoted | Distance Quoted | Cost | mtons | km | btonkm | Total Cost | Cost
|  |  | R/ton | km | R/tonkm |  |  |  | bR | R/ton
|  | Conveyor | 1 | 5 | 0.2 | 77 | 5 | 0.385 | 0.077 | 1
|  | Rail | 34 | 100 | 0.34 | 10 | 100 | 1 | 0.34 | 34
|  | Road | 117 | 100 | 1.17 | 40 | 130 | 5.2 | 6.084 | 152.1
[8 empty] | Average |  | 128.48 | R/ton
[8 empty] | avg CV for low grade |  | 20 | MJ/kg
[10 empty] | 6.424 | mR/PJ
Waterberg-Central Basin line upgrade
[8 empty] | R/ton | 159
[8 empty] | MJkg | 21.5
[8 empty] | R/MJ/kg | 7.4
[8 empty] | R/ton | 252
Total
|  | Discount Rate |  | 8%
|  | Total Capital Cost | mR | 5000
|  | Lead Time |  | 4
|  | IDC |  | 0.21665
|  | Capacity | mtpa | 20
|  | Life | years | 30
|  | Annualised Capital | mR | 500.333
|  | Capital Cost | R/ta | 0
|  | Distance | km | 629
|  | Capital Cost | R/tonkm | 0.039772
|  | Current Tarrif |  | 0.34
|  | Total | R/tonkm | 0.37977
|  |  | R/ton | 238.8766

## steam
http://www.thermexcel.com/english/tables/vapeau1.htm
Absolute pressure: | Absolute pressure = Gauge Pressure + Atmospheric pressure (Atmospheric pressure at 1,01325 bar, i.e. normal atmospheric pressure on the sea level at 0°C).
Boiling point: | Temperature of saturated vapour or also of ebullient water under the same pressure.
Specific volume of steam: | Volume occupied in m3 by 1 kg of steam
Mass density (or Density) of the steam: | Specific mass of the steam in a volume of 1 m3
Specific enthalpy | Sensible Heat, it is the quantity of heat contained in 1 kg of water according to the selected temperature.
of liquid water:
Specific enthalpy of the steam: | It is the total heat contained in 1 kg of steam. It is the sum of the enthalpy of the various states, liquid (water) and gas (vapour)
Latent heat of vaporization: | Heat necessary to transform 1 kg of ebullient water into vapour without change of temperature (thermal energy necessary during the change of state liquid to the state vapour)
Specific heat of steam: | Quantity of heat necessary to increase the temperature of one Celsius degree on a unit of mass of 1 kg of steam.
Dynamic viscosity: | The viscosity of a fluid characterizes the resistance to the movement of the fluid.
NB: | Energy values in kcal/kg are given on a basis of 4.1868 J, values not normally used.
[13 empty] | 1) | The Energy content of steam used in the Sasol process of 2,627 MJ/ton comes from a personal communication with Sasol.
Absolute | Boiling point | Specific volume (steam) | Density (steam) | Specific enthalpy |  | Specific enthalpy of steam |  | Latent heat of vaporization |  | Specific heat | Dynamic viscosity |  | 2) | SASOL SYNFUELS: 40 tons per hour (t/h) of 40 bar superheated steam. (REF:sasol,2014b)
pressure |  |  |  | of liquid water (sensible heat) |  | (total heat)
bar | °C | m3/kg | kg/m3 | kj/kg | Kcal/kg | kj/kg | Kcal/kg | kj/kg | Kcal/kg | kj/kg | kg/m.s
30 | 233.84 | 0.067 | 15.009 | 1008.33 | 240.84 | 2802.27 | 669.31 | 1793.94 | 428.48 | 3.4069 | 1.7e-05 |  |  | 2627000 | kJ | steam/t | 1533.6206 | kg | water/t
31 | 235.66 | 0.064 | 15.512 | 1016.97 | 242.9 | 2802.33 | 669.32 | 1785.36 | 426.43 | 3.4442 | 1.7e-05
32 | 237.44 | 0.062 | 16.016 | 1025.41 | 244.92 | 2802.32 | 669.32 | 1776.9 | 424.41 | 3.4815 | 1.7e-05
33 | 239.18 | 0.061 | 16.521 | 1033.69 | 246.89 | 2802.25 | 669.31 | 1768.56 | 422.41 | 3.5187 | 1.7e-05
34 | 240.88 | 0.059 | 17.028 | 1041.79 | 248.83 | 2802.12 | 669.28 | 1760.33 | 420.45 | 3.5559 | 1.7e-05 |  | SASOL sustainability report Jume 2013
35 | 242.54 | 0.057 | 17.536 | 1049.74 | 250.73 | 2801.95 | 669.23 | 1752.2 | 418.51 | 3.5932 | 1.7e-05 |  |  | 2013 | 2012
36 | 244.16 | 0.055 | 18.046 | 1057.54 | 252.59 | 2801.72 | 669.18 | 1744.17 | 416.59 | 3.6305 | 1.7e-05 |  | kt of product | 23696 | 25302
37 | 245.75 | 0.054 | 18.557 | 1065.21 | 254.42 | 2801.44 | 669.11 | 1736.24 | 414.69 | 3.6679 | 1.7e-05 |  | m3 | 147209000 | 148372000
38 | 247.31 | 0.052 | 19.07 | 1072.73 | 256.22 | 2801.12 | 669.04 | 1728.39 | 412.82 | 3.7054 | 1.7e-05 | x | 1000 | 147209 | 148372
39 | 248.84 | 0.051 | 19.585 | 1080.13 | 257.98 | 2800.75 | 668.95 | 1720.62 | 410.96 | 3.7429 | 1.8e-05
40 | 250.33 | 0.05 | 20.101 | 1087.4 | 259.72 | 2800.34 | 668.85 | 1712.94 | 409.13 | 3.7806 | 1.8e-05 |  | m3/kt | 6212.3987 | 5864.0424 |  |  |  | 4339940
41 | 251.8 | 0.048 | 20.619 | 1094.56 | 261.43 | 2799.89 | 668.74 | 1705.33 | 407.31 | 3.8185 | 1.8e-05 |  | l/kg | 6.2124 | 5.864 |  |  |  | 6027694.4444
42 | 253.24 | 0.047 | 21.138 | 1101.61 | 263.12 | 2799.4 | 668.62 | 1697.79 | 405.51 | 3.8565 | 1.8e-05 | [7 empty] | 0.30138 | toncoal/ton water
43 | 254.66 | 0.046 | 21.66 | 1108.55 | 264.77 | 2798.87 | 668.5 | 1690.32 | 403.73 | 3.8946 | 1.8e-05 | [7 empty] | 3.318
44 | 256.05 | 0.045 | 22.183 | 1115.39 | 266.41 | 2798.3 | 668.36 | 1682.91 | 401.96 | 3.9329 | 1.8e-05
45 | 257.41 | 0.044 | 22.708 | 1122.13 | 268.02 | 2797.7 | 668.22 | 1675.57 | 400.2 | 3.9715 | 1.8e-05 |  |  | 557117 | 6685404
46 | 258.76 | 0.043 | 23.235 | 1128.78 | 269.6 | 2797.07 | 668.07 | 1668.29 | 398.46 | 4.0102 | 1.8e-05
47 | 260.08 | 0.042 | 23.763 | 1135.33 | 271.17 | 2796.4 | 667.91 | 1661.06 | 396.74 | 4.0492 | 1.8e-05
48 | 261.38 | 0.041 | 24.294 | 1141.8 | 272.71 | 2795.69 | 667.74 | 1653.89 | 395.03 | 4.0884 | 1.8e-05
49 | 262.66 | 0.04 | 24.827 | 1148.19 | 274.24 | 2794.96 | 667.57 | 1646.77 | 393.32 | 4.1279 | 1.8e-05
50 | 263.92 | 0.039 | 25.362 | 1154.5 | 275.75 | 2794.2 | 667.38 | 1639.7 | 391.64 | 4.1676 | 1.8e-05
51 | 265.16 | 0.039 | 25.898 | 1160.73 | 277.23 | 2793.41 | 667.19 | 1632.68 | 389.96 | 4.2076 | 1.8e-05
52 | 266.38 | 0.038 | 26.437 | 1166.88 | 278.7 | 2792.58 | 667 | 1625.7 | 388.29 | 4.2479 | 1.8e-05
53 | 267.58 | 0.037 | 26.978 | 1172.97 | 280.16 | 2791.74 | 666.79 | 1618.77 | 386.64 | 4.2885 | 1.8e-05
54 | 268.77 | 0.036 | 27.521 | 1178.98 | 281.59 | 2790.86 | 666.59 | 1611.88 | 384.99 | 4.3294 | 1.8e-05
55 | 269.94 | 0.036 | 28.067 | 1184.93 | 283.02 | 2789.95 | 666.37 | 1605.03 | 383.35 | 4.3706 | 1.8e-05
56 | 271.09 | 0.035 | 28.614 | 1190.81 | 284.42 | 2789.02 | 666.15 | 1598.21 | 381.73 | 4.4122 | 1.8e-05
57 | 272.23 | 0.034 | 29.164 | 1196.64 | 285.81 | 2788.07 | 665.92 | 1591.43 | 380.11 | 4.4541 | 1.8e-05
58 | 273.36 | 0.034 | 29.716 | 1202.4 | 287.19 | 2787.09 | 665.68 | 1584.69 | 378.5 | 4.4963 | 1.9e-05
59 | 274.47 | 0.033 | 30.27 | 1208.1 | 288.55 | 2786.08 | 665.44 | 1577.98 | 376.89 | 4.5389 | 1.9e-05
60 | 275.56 | 0.032 | 30.827 | 1213.75 | 289.9 | 2785.05 | 665.2 | 1571.31 | 375.3 | 4.5819 | 1.9e-05
61 | 276.64 | 0.032 | 31.386 | 1219.34 | 291.23 | 2784 | 664.95 | 1564.66 | 373.71 | 4.6253 | 1.9e-05
62 | 277.71 | 0.031 | 31.947 | 1224.88 | 292.56 | 2782.92 | 664.69 | 1558.04 | 372.13 | 4.6691 | 1.9e-05
63 | 278.76 | 0.031 | 32.511 | 1230.37 | 293.87 | 2781.82 | 664.43 | 1551.45 | 370.56 | 4.7133 | 1.9e-05
64 | 279.8 | 0.03 | 33.077 | 1235.81 | 295.17 | 2780.7 | 664.16 | 1544.89 | 368.99 | 4.7578 | 1.9e-05
65 | 280.83 | 0.03 | 33.646 | 1241.2 | 296.45 | 2779.55 | 663.89 | 1538.36 | 367.43 | 4.8029 | 1.9e-05
66 | 281.85 | 0.029 | 34.218 | 1246.54 | 297.73 | 2778.39 | 663.61 | 1531.85 | 365.88 | 4.8483 | 1.9e-05
67 | 282.85 | 0.029 | 34.792 | 1251.84 | 299 | 2777.2 | 663.32 | 1525.36 | 364.33 | 4.8943 | 1.9e-05
68 | 283.85 | 0.028 | 35.368 | 1257.09 | 300.25 | 2775.99 | 663.03 | 1518.9 | 362.78 | 4.9407 | 1.9e-05
69 | 284.83 | 0.028 | 35.948 | 1262.31 | 301.5 | 2774.76 | 662.74 | 1512.45 | 361.24 | 4.9875 | 1.9e-05
70 | 285.8 | 0.027 | 36.529 | 1267.48 | 302.73 | 2773.51 | 662.44 | 1506.03 | 359.71 | 5.0348 | 1.9e-05
71 | 286.76 | 0.027 | 37.114 | 1272.61 | 303.96 | 2772.24 | 662.14 | 1499.63 | 358.18 | 5.0827 | 1.9e-05
72 | 287.71 | 0.027 | 37.702 | 1277.7 | 305.17 | 2770.95 | 661.83 | 1493.25 | 356.66 | 5.131 | 1.9e-05
73 | 288.65 | 0.026 | 38.292 | 1282.75 | 306.38 | 2769.64 | 661.52 | 1486.89 | 355.14 | 5.1798 | 1.9e-05
74 | 289.59 | 0.026 | 38.885 | 1287.77 | 307.58 | 2768.31 | 661.2 | 1480.54 | 353.62 | 5.2292 | 1.9e-05
75 | 290.51 | 0.025 | 39.481 | 1292.75 | 308.77 | 2766.97 | 660.88 | 1474.21 | 352.11 | 5.2791 | 1.9e-05
76 | 291.42 | 0.025 | 40.08 | 1297.7 | 309.95 | 2765.6 | 660.55 | 1467.9 | 350.6 | 5.3295 | 1.9e-05
77 | 292.32 | 0.025 | 40.681 | 1302.61 | 311.12 | 2764.22 | 660.22 | 1461.61 | 349.1 | 5.3805 | 1.9e-05
78 | 293.22 | 0.024 | 41.286 | 1307.49 | 312.29 | 2762.81 | 659.89 | 1455.32 | 347.6 | 5.4321 | 1.9e-05
79 | 294.1 | 0.024 | 41.894 | 1312.34 | 313.45 | 2761.39 | 659.55 | 1449.06 | 346.1 | 5.4843 | 1.9e-05
80 | 294.98 | 0.024 | 42.505 | 1317.15 | 314.6 | 2759.95 | 659.2 | 1442.8 | 344.61 | 5.537 | 1.9e-05
81 | 295.85 | 0.023 | 43.118 | 1321.94 | 315.74 | 2758.5 | 658.86 | 1436.56 | 343.12 | 5.5904 | 2e-05
82 | 296.71 | 0.023 | 43.735 | 1326.7 | 316.88 | 2757.03 | 658.5 | 1430.33 | 341.63 | 5.6443 | 2e-05
83 | 297.56 | 0.023 | 44.356 | 1331.42 | 318.01 | 2755.54 | 658.15 | 1424.11 | 340.14 | 5.6989 | 2e-05
84 | 298.4 | 0.022 | 44.979 | 1336.12 | 319.13 | 2754.03 | 657.79 | 1417.91 | 338.66 | 5.7542 | 2e-05
85 | 299.24 | 0.022 | 45.606 | 1340.79 | 320.24 | 2752.5 | 657.42 | 1411.71 | 337.18 | 5.8101 | 2e-05
86 | 300.07 | 0.022 | 46.235 | 1345.44 | 321.35 | 2750.97 | 657.06 | 1405.52 | 335.7 | 5.8666 | 2e-05
87 | 300.89 | 0.021 | 46.869 | 1350.06 | 322.46 | 2749.41 | 656.68 | 1399.35 | 334.23 | 5.9239 | 2e-05
88 | 301.71 | 0.021 | 47.505 | 1354.66 | 323.55 | 2747.84 | 656.31 | 1393.18 | 332.76 | 5.9818 | 2e-05
89 | 302.51 | 0.021 | 48.146 | 1359.22 | 324.65 | 2746.25 | 655.93 | 1387.02 | 331.28 | 6.0404 | 2e-05
90 | 303.31 | 0.02 | 48.789 | 1363.77 | 325.73 | 2744.64 | 655.55 | 1380.87 | 329.82 | 6.0998 | 2e-05
91 | 304.11 | 0.02 | 49.436 | 1368.29 | 326.81 | 2743.02 | 655.16 | 1374.73 | 328.35 | 6.1599 | 2e-05
92 | 304.89 | 0.02 | 50.087 | 1372.8 | 327.89 | 2741.39 | 654.77 | 1368.59 | 326.88 | 6.2208 | 2e-05
93 | 305.67 | 0.02 | 50.741 | 1377.27 | 328.96 | 2739.73 | 654.37 | 1362.46 | 325.42 | 6.2825 | 2e-05
94 | 306.45 | 0.019 | 51.399 | 1381.73 | 330.02 | 2738.07 | 653.98 | 1356.34 | 323.96 | 6.345 | 2e-05
95 | 307.22 | 0.019 | 52.061 | 1386.17 | 331.08 | 2736.38 | 653.57 | 1350.22 | 322.49 | 6.4083 | 2e-05
96 | 307.98 | 0.019 | 52.726 | 1390.58 | 332.13 | 2734.69 | 653.17 | 1344.11 | 321.03 | 6.4725 | 2e-05
97 | 308.73 | 0.019 | 53.396 | 1394.98 | 333.18 | 2732.98 | 652.76 | 1338 | 319.57 | 6.5376 | 2e-05
98 | 309.48 | 0.018 | 54.069 | 1399.35 | 334.23 | 2731.24 | 652.35 | 1331.89 | 318.12 | 6.6036 | 2e-05
99 | 310.22 | 0.018 | 54.746 | 1403.71 | 335.27 | 2729.5 | 651.93 | 1325.79 | 316.66 | 6.6705 | 2e-05
100 | 310.96 | 0.018 | 55.427 | 1408.05 | 336.31 | 2727.74 | 651.51 | 1319.69 | 315.2 | 6.7385 | 2e-05

## refineries
Refineries
Water and wastewater management in the oil refining and re-refining industry-NATSURV 15 (CSIR,2005) [wrc] {TT-180-05.pdf} | [6 empty] | Refined products pipeline from Waterberg | Could syncrude be transported to secunda instead of refined products?
| Specific Water Intake (SWI) of feedstock (m3/tonne) | Average | Average
| Average | monthly water | monthly
|  | intake | feedstock
|  | (m3/month) | intake
(t/month)
1 (synthetic) | 2.9 | 557117 | 192033
2 (crude) | 0.6 | 175943 | 294463
3 (crude) | 0.51 | 313483 | 615000
4 (crude) | 0.67 | 220003 | 329626
Crude oil industry - refineries 2.3 & 4
Industry weighted average | 0.57395 | 255929.5236 | 413029.6667
Annual estimate of total |  | 3071154.2834 | 4956356
Percent of total intake: | Synfuel |  | Crude oil
| Refinery 1 (CTL) |  | avg | Refinery 2 | Refinery 3 | Refinery 4
Boilers (Fischer-Tropsch) synfuel | 31.88% |  | 0% | 0% | 0% | 0%
Boilers (synfuel power generation) | 9.522% |  | 52.63% | 50.8% | 54.7% | 50.4%
Cooling | 47.2% |  | 32.26% | 29.4% | 32.8% | 33.8%
Wash water & other | 10.2% |  | 11.97% | 19.6% | 11.9% | 5.3%
Domestic | 1.2% |  | 3.139% | 0.2% | 0.6% | 10.5%
SynfuelS:
Coal Calorific Value (Synfuels) | GJ/ton | 20.0339
water usage | m3/GJ or Mm3/PJ | 0.14481
Total Output | TJ | 236427.2936
Coal Material Input | TJ | 555617.6051
Coal usage per unit product |  | 2.3501
water volume per product (energy) | m3/GJ or Mm3/PJ | 0.34032
Crude oil refinery avg water uasge | SWI (m3/t) of feedstock | SWI per unit energy product | m3/GJ or Mm3/PJ
Boilers | 0.30207 | 0.32505 | 0.0017949
cooling and other | 0.27189 | 0.29257 | 0.0016156
Average plant efficiency | 0.9293
Avg 2006 total refineries output (TJ) | 900504
[9 empty] | Est of pipeline distance from Grootgeluk to JHB: |  |  | 296.8 | km
[9 empty] | Inv cost (2010 ZAR) NMPP Phase1 |  |  | 0.00082563 | (mil)R/Mlitre/km
[12 empty] | 6.9713e-09 | (mil)R/MJ
SASOLBURG Gas reciprocating engines | l/kWh | 0.004 | Mm3/PJ | 0.0011111 | [5 empty] | MJ/L (LHV) | Model share
Final Environmental Impact Report for the Proposed Gas Engine Power Plant [SASOLBURG, 2011] | [8 empty] | Diesel | 35.94 | 0.75648
[9 empty] | Petrol | 32.7 | 0.24352
[9 empty] | pipeline | 35.151
[9 empty] | Inv cost (2010 ZAR) CTL waterberg pipline |  |  | 6.9713 | (mil)R/PJ
[9 empty] | FOM |  |  | 0.20914 | (mil)R/PJ/a
Air Quality | Water consumption should be linked to consumption of coal and sulphur concentration.
Note that costs are estimated from that given for Power Plants ! |  |  | MES year | 2020
Existing CTL | crf | 0.10185 | CTL plant life | 20 | utlisation | 0.96
| CAPEX (2010 ZAR) mR/PJ/a | OM mR/PJ/yr | annualised FOM | Mm3/a | m3/GJ or Mm3/PJ | Mm3/PJ feedstock coal
semi-dry CFB-FGD | 91.5521 | 14.8608 | 24.1856 | 4 | 0.016919 | 0.0071992
WFGD | 120.8604 | 9.4089 | 21.7188 | 6.3478 | 0.026849
New CTL | CRF | 0.081743 | Plant Life | 50 | utlisation | 0.96
| CAPEX (2010 ZAR) mR/PJ/a | OM mR/PJ/yr | annualised FOM | Mm3/a | m3/GJ or Mm3/PJ
semi-dry CFB-FGD | 77.8193 | 14.8608 | 21.222 | 4 | 0.016919
WFGD | 102.7314 | 9.4089 | 17.8065 | 6.3478 | 0.026849
coal power plant: (2012 ZAR)
avg utlisation | 0.8
avg eff | 0.33
capacity to activity | 31.536
FGD type: | CAPEX (R/MW) | mR/PJ/a | OM (R/MW/yr) | mR/PJ/yr
semi-dry | 3155000 | 79.5969 | 169000 | 12.9202
WFGD | 4165000 | 105.078 | 107000 | 8.1802
The MPP24 is aligned with the Energy Security Master
Plan of the Department of Energy. The pipeline is
555km and the system consists of a trunk line and two
accumulator terminals, one on either side of the pipeline,
ie TM1The pipeline also needs to have sufficient spare capacity
to service a major supply disruption from the Coal to
Liquids (CTL) plants at Secunda. The MPP24 is replacing
the 12 inch DJP and has a capacity of 8,7 billion litres
per annum and at full capacity [phase 2] will be able to deliver
26,3 billion litres per annum. in Durban and TM2 at Jameson Park in Gauteng
Phase 1 of the GEPP includes the installation and operation of an open cycle system only. Water consumption during the open cycle is estimated at 4 litres per MW/h (Table 8). Phase 2 of the GEPP includes the ORC technology selected by Sasol, opposed to the heat recovery steam generator (HRSG) technology described in the final scoping report. The ORC will use no water per annum, compared to the HRSG, calculated to use approximately 280 000m3 of water per annum (Table 8)
RE: SUBMISSION ON SASOL APPLICATIONS FOR ADDITIONAL POSTPONEMENT OF COMPLIANCE WITH MINIMUM EMISSION STANDARDS (MES) UNDER SECTION 21 OF THE NATIONAL ENVIRONMENTAL MANAGEMENT AIR QUALITY ACT (AQA)
[Sasol-add-postponements-LRC-2014-11-25- [FGD legal emissions].pdf]
[SECUNDA] The conceptual phase of the project identified semi-dry technology as the technology most likely to be suitable for SO2 reduction for a number of reasons, key among them being a more compact space footprint compared with other FGD options, given significant space constraints on the site, and the lower water consumption of the process.
Lime or limestone is required as the sorbent for the desulphurisation reaction. Sasol would require up to 180,000 tons per year of lime, and limited suppliers exist with the ability to supply Sasol with high quality lime or limestone suited to the technology choice. Within the Sasol Synfuels factory site, the increase in lime transport logistics from a large centralised lime storage facility to smaller day silos at the steam plant where the lime would be consumed proved to be a significant obstacle due to site space constraints. Additional dry waste production results from the use of large volumes of lime in the process, which would require significant additional waste handling infrastructure. Additional waste would be produced in the ratio of ~2 tons of waste for every ton of lime consumed. This new stream of ~350,000 tons per year would require a waste management solution.
An increase in raw water consumption for the Secunda complex in the order of 4,000 Megalitres per year.
Emission Factors A variety of processes or operations in a petroleum refinery may produce sulfur dioxide (S02) emissions. However, several minor refinery process sources represent only a small (and generally uncertain) fraction of total refinery S02 emissions. On the other hand, three major refinery operations produce significant S02 emissions and are treated as separate emissions sources: (1) catalyst regenerators, (2) Claus sulfur recovery plants, and (3) fuel combustion processes; i.e., heaters and boilers. As indicated in the estimated 1970 refinery sulfur balance shown in table B.1, the S02 emissions from these three operations account for 5.5, 4.5, and 3.3 percent, respectively, (for a combined total of about 13 percent) of the sulfur present in the input crude oil. About 78 percent of the input sulfur is distributed among marketed products (45.9 percent), recovered sulfur (26.7 percent), and waste water effluent (5.7 percent); the remaining 8.4 percent is unaccounted for and represents either S02 emissions by other refinery operations for which emission factors are unknown, or the result of using an unrepresentative value for the average sulfur weight percentage of the input crude oil.
SULFUR EMISSION FACTORS AND CONTROL COSTS FOR PETROLEUM REFINERIES
Therefore, according to Eskom, estimated CAPEX unit costs for SO2 abatement range from R1 057/kW for In-­‐Duct technology with a 30% efficiency, R3 155/kW for semi-­‐dry FGD with a 90% efficiency and R4 165/kW for Wet FGD with a 90% efficiency. OPEX unit costs for SO2 abatement were estimated at R107/kW/yr for Wet FGD, R118/kW/yr for In-­‐Duct and R169/kW/yr for semi-­‐dry FGD. OPEX includes the cost of the sorbent (limestone/lime), additional water, increase in auxiliary power consumption and wastewater treatment.
Note on A21: represented in TCH_PWR
Note on A22: Fadiel Ahjum: represented in TCH_PWR
Note on C29: TCH_SUP
Note on B39: SACC 2050 Combined Refineries (coastal & inland) crude oil energy product conversion efficiency SACC141016fa.xls
Note on B40: Fadiel Ahjum: Estimated from refinery assumptions inTCH_SUP.xls.
Note on W46: the_energy_and_fuel_data_sheet
Note on X46: From TCH_SUP for New CTL ignoring other products
Note on E100: Water consumption of FGD system per unit Output (PJ)
Note on A101: Semi-Dry CFB = smaller footprint Estimated from eskom data
Note on E105: Water consumption of FGD system per unit Output (PJ)
Note on A106: Semi-Dry CFB = smaller footprint Estimated from eskom data
Note on B106: Presumed to be cheaper than rerofitting. Estimated at % of retrofit
Note on B116: Fadiel Ahjum: R3 155/kW

## cooling water
|  |  | pixels |  | values
|  |  | x | y | x | y |  | c (T) | x (L/kWh) | ∆ | avg
|  |  | Subcritical |  |  |  |  | 0.0312 | 1.6854 |  | 8.693%
|  |  | 370 | 138 | 15.0527 | 2.1558 |  | 15 | 2.1534 | 8.693%
|  |  | 700 | 106 | 24.9857 | 2.4662 |  | 21 | 2.3406
|  |  | Supercritical |  |  |  |  | 0.0281 | 1.5225 |  | 8.673%
zhai&ruben_excelWB-dont edit.png |  |  | 367 | 160 | 14.9624 | 1.9424 |  | 15 | 1.944 | 8.673%
x |  |  | 700 | 131 | 24.9857 | 2.2237 |  | 21 | 2.1126
pixel | value | [6 empty] | 17 | 2.0002
368 | 15
534 | 20 |  | Ultra-supercritical |  |  |  |  | 0.0233 | 1.2342 |  | 8.827%
700 | 25 |  | 368 | 197 | 14.9925 | 1.5835 |  | 15 | 1.5837 | 8.827%
x= | 0.0301 | 3.9157 | 700 | 173 | 24.9857 | 1.8163 |  | 21 | 1.7235
pixel= | 454
value= | 17.5811
[5 empty] | Subcritical |  | ∆ | climate change scenario
[7 empty] | 2 | 17 | 2.2158 | 2.898%
[8 empty] | 23 | 2.403 | 2.666%
y
pixel | value
258 | 1
155 | 2
51 | 3
y= | -0.0097 | 3.4944
pixel= | 155
value= | 1.9909

## seasonal
Region | Temperatures
SATIM-W region | A | B/C | D1 | D2 | R
SA Atlas of Climate and
mean | 21 | 17 |  |  | 21
max | 26 | 21
min | 14 | 9
range | 12 | 12
January | 26 | 21
February | 26 | 21
March | 24 | 19
April | 21 | 16
May | 16 | 11
June | 14 | 9
July | 14 | 9
August | 16 | 11
September | 21 | 16
October | 24 | 19
November | 24 | 19
December | 26 | 21
| Water use | l/kWh
| lethabo' like | Lethabo
| 2.0274 | 1.86
mean | 2.0274 | 1.8288
max | 2.1834 | 1.9848
min | 1.809 | 1.6104
range | 18.47% | 20.47%
January | 2.1834 | 1.9848
February | 2.1834 | 1.9848
March | 2.121 | 1.9224
April | 2.0274 | 1.8288
May | 1.8714 | 1.6728
June | 1.809 | 1.6104
July | 1.809 | 1.6104
August | 1.8714 | 1.6728
September | 2.0274 | 1.8288
October | 2.121 | 1.9224
November | 2.121 | 1.9224
December | 2.1834 | 1.9848
Note on B8: >25 degrees. nominal: no resolution

## PWR station GIS data
FID | x | y | id | site_name | site_type | voltage | objectid | Make | Function
29 | 18.5329 | -33.884 | ACACIA PS | ACACIA PS | POWERSTATION |  | 323 | OPEN CYCLE GAS TURBINE | PEAK DEMAND
30 | 18.4602 | -33.5921 | ANKERLIG PS | ANKERLIG PS | POWERSTATION | 600 | 0 | OPEN CYCLE GAS TURBINE
17 | 29.7914 | -25.945 | ARNOT PS | ARNOT PS | POWERSTATION |  | 324 | COAL-FIRED | BASE LOAD
18 | 30.0909 | -26.6206 | CAMDEN PS | CAMDEN PS | POWERSTATION |  | 325 | COAL-FIRED | RETURN-TO-SERVICE
33 | 18.2438 | -33.3319 | DARLING PS | DARLING PS | FUTURE POWERSTATION | 5 | 0 | WIND FARM | PEAK DEMAND
19 | 29.0825 | -28.5632 | DRAKENSBERG PS | DRAKENSBERG PS | POWERSTATION |  | 326 | PUMPED STORAGE | PEAK DEMAND
20 | 29.3407 | -25.9601 | DUVHA PS | DUVHA PS | POWERSTATION |  | 327 | COAL-FIRED | BASE LOAD
21 | 25.5036 | -30.6242 | GARIEP PS | GARIEP PS | POWERSTATION |  | 328 | HYDROELECTRIC | PEAK DEMAND
31 | 21.9608 | -34.1653 | GOURIKWA PS | GOURIKWA PS | POWERSTATION | 450 | 0 | OPEN CYCLE GAS TURBINE
22 | 28.4992 | -26.7701 | GROOTVLEI PS | GROOTVLEI PS | POWERSTATION |  | 329 | COAL-FIRED | RETURN-TO-SERVICE
23 | 29.6011 | -26.032 | HENDRINA PS | HENDRINA PS | POWERSTATION |  | 330 | COAL-FIRED | BASE LOAD
24 | 19.4743 | -33.6391 | HEX RIVER PS | HEX RIVER PS | POWERSTATION |  | 331
0 | 27.8949 | -26.9182 | HIGHVELD PS | HIGHVELD PS | POWERSTATION |  | 332
1 | 29.9805 | -27.845 | INGAGANE PS | INGAGANE PS | POWERSTATION |  | 333
25 | 29.5872 | -28.2792 | INGULA P/S | INGULA P/S | FUTURE POWERSTATION | 0 | 349 | PUMPED STORAGE | NEW BUILD
2 | 28.9686 | -26.0886 | KENDAL PS | KENDAL PS | POWERSTATION |  | 334 | COAL-FIRED | BASE LOAD
32 | 18.725 | -33.6954 | KLIPHEUWEL PS | KLIPHEUWEL PS | POWERSTATION | 3 | 0 | WIND FARM | PEAK DEMAND
3 | 18.4274 | -33.6739 | KOEBERG PS | KOEBERG PS | POWERSTATION |  | 335 | NUCLEAR | BASE LOAD
4 | 29.4742 | -26.0913 | KOMATI PS | KOMATI PS | POWERSTATION |  | 336 | COAL-FIRED | RETURN-TO-SERVICE
5 | 29.1798 | -26.2546 | KRIEL PS | KRIEL PS | POWERSTATION |  | 337 | COAL-FIRED | BASE LOAD
26 | 28.9142 | -25.9257 | KUSILE P/S | KUSILE P/S | FUTURE POWERSTATION | 0 | 322 | COAL-FIRED | NEW BUILD
6 | 27.9747 | -26.7408 | LETHABO PS | LETHABO PS | POWERSTATION |  | 338 | COAL-FIRED | BASE LOAD
7 | 29.7703 | -27.0961 | MAJUBA PS | MAJUBA PS | POWERSTATION |  | 339 | COAL-FIRED | BASE LOAD
8 | 27.6125 | -23.6685 | MATIMBA PS | MATIMBA PS | POWERSTATION |  | 340 | COAL-FIRED | BASE LOAD
9 | 29.142 | -26.2809 | MATLA PS | MATLA PS | POWERSTATION |  | 341 | COAL-FIRED | BASE LOAD
27 | 27.5635 | -23.7045 | MEDUPI PS | MEDUPI PS | FUTURE POWERSTATION | 765 | 350 | COAL-FIRED | NEW BUILD
10 | 18.9729 | -34.1974 | PALMIET PS | PALMIET PS | POWERSTATION |  | 342 | PUMPED STORAGE | PEAK DEMAND
11 | 27.8835 | -33.0275 | PORT REX PS | PORT REX PS | POWERSTATION |  | 343 | OPEN CYCLE GAS TURBINE | PEAK DEMAND
12 | 18.4626 | -33.9166 | SALT RIVER PS | SALT RIVER PS | POWERSTATION |  | 344
28 | 29.8425 | -25.1261 | TUBATSE PS | TUBATSE PS | FUTURE POWERSTATION | 0 | 321
13 | 29.3519 | -26.7762 | TUTUKA PS | TUTUKA PS | POWERSTATION |  | 345 | COAL-FIRED | BASE LOAD
14 | 27.9441 | -26.7561 | VAAL PS | VAAL PS | POWERSTATION |  | 346
15 | 24.7334 | -29.9937 | VAN DER KLOOF PS | VAN DER KLOOF PS | POWERSTATION |  | 347 | HYDROELECTRIC | PEAK DEMAND
16 | 28.9817 | -25.97 | WILGE PS | WILGE PS | POWERSTATION |  | 348

## Existing Plants by Water Supply
ESTIMATED VOLUME OF WATER PURCHASED BY COLLIERIES. (THE GREEN HOUSE,2013)
| Mine type | Value applied (Ml/Mt of processed coal)
| Central Basin underground (mine only) | 25
| Central Basin opencast (mine only) | 50
| Central Basin combined or unknown | 40
| Central Basin wash plant only | 85
| Waterberg mine and wash plant | 65
| Central Basin average | 50
APPROVED DOMESTIC & INDUSTRIAL - RAW WATER TARIFFS 2014/15 FY- CONSUMPTIVE CHARGES
| Scheme Description | c/m3
| olifants river (loskop dam) | 17
Region B
Region C (Vaal Dam Vicinity)
[17 empty] | WA-P1 | WA-H1
WSR |  | Units |  |  | Btu/kWh |  |  |  | GWh |  | MW | MW | MW |  | GWh | GWh | Mm3/PJ | Mm3/PJ | c/m3
Region Supply ID | Scheme Description | Lookup row | cooling | Sub-category TIMES | Heat rate or efficiency | Heat rate | Efficiency in SATIM | Efficiency @ 2010 Eskom (2014) | Output 2006 | # units | Max unit capacity | Total Cap before 2010 IRP | Net Capacity Eskom (2014) | AFA | Energy generated over last 3 yrs (2014?). | GWh expected (2014) | Raw water use | Boiler makeup | DAW tariff 2014/15 FY | 2010 deflated | 2010 DWA published tariff ?
[12 empty] | 30800 | 32051
|  |  |  | Remove ACT_COST? |  |  |  | Using Eskom (2014) efficiencies with IRP capacities {email eskom to clarify} | [8 empty] | WA-P1 | WA-H1 |  | 0.8463
Simple technologies
A | [11 empty] | 3720 | 3690
| MOGOL RIVER (MOKOLO DAM) MCWAP-1 | Matimba | D | Coal PF Eskom Large Dry Existing | 9648 | 9648 | 35.37% | 32.42% | 28212 | 6 | 610 | 3720 | 3690 | 0.81 | 23789 | 26182.764 | 0.033333 | 0.0055556 | 68.09
|  | Energy production weighted avg | [16 empty] | 68.09 | 57.6246
B | [12 empty] | 19703
|  | Kendal | H | Coal PF Eskom Existing Hybrid | 9755 | 9755 | 34.98% | 33.28% | 27934 | 6 | 640 | 3840 | 3840 | 0.81 | 24691 | 27247.104 | 0.033333 | 0.019444 | 474.81
|  | Max deviation | [5 empty] | 0% | [8 empty] | 0% | 0%
|  | min | [5 empty] | 0% | [8 empty] | 0% | 0%
|  | Energy production weighted avg | [5 empty] | 0.3328 | [8 empty] | 0.033333 | 0.019444
|  | Camden | W | Coal PF Eskom Small Existing | 12214 | 12214 | 27.94% | 29.14% | 1769 | 8 | 190 | 1520 | 1440 | 0.81 | 10217.664 | 10217.664 | 0.64167 | 0.021667 | 177.46
|  | Komati | W | Coal PF Eskom Small Existing | 13382 | 13382 | 25.5% | 27.98% | 0 | 2 | 100 | 200 | 906 | 0.81 | 6428.6136 | 6428.6136 | 0.69167 | 0.029167 | 37.56 |  | 3795
|  | Hendrina | W | Coal PF Eskom Small Existing | 10792 | 10792 | 31.62% | 28.61% | 11718 | 10 | 190 | 1900 | 1865 | 0.81 | 11718 | 13233.294 | 0.725 | 0.064167 | 37.56
|  | Max deviation | [5 empty] | 1.69% | [8 empty] | 5.174% | 56.79%
|  | min | [5 empty] | -2.358% | [8 empty] | -6.915% | -47.06%
|  | Energy production weighted avg | [5 empty] | 0.28656 | [8 empty] | 0.68933 | 0.040924
|  | Kriel | W | Coal PF Eskom Large Existing | 9510 | 9510 | 35.88% | 32.17% | 19209 | 6 | 480 | 2880 | 2850 | 0.81 | 17452 | 20222.46 | 0.66111 | 0.033333 | 161.42
|  | Duvha | W | Coal PF Eskom Large Existing | 9831 | 9831 | 34.71% | 31.48% | 25246 | 6 | 580 | 3480 | 3450 | 0.81 | 22798 | 24479.82 | 0.64167 | 0.021667 | 222.6
|  | Matla | W | Coal PF Eskom Large Existing | 9692 | 9692 | 35.21% | 33.18% | 25388 | 6 | 580 | 3480 | 3450 | 0.81 | 25199 | 24479.82 | 0.56667 | 0.021389 | 126.94
|  | Tutuka | W | Coal PF Eskom Large Existing | 9100 | 9100 | 37.5% | 32.34% | 18374 | 6 | 580 | 3540 | 3510 | 0.81 | 8962 | 24905.556 | 0.57222 | 0.026944 | 115.56
|  | Arnot | W | Coal PF Eskom Large Existing | 10555 | 10555 | 32.33% | 29.3% | 12683 | 6 | 370 | 2220 | 2232 | 0.81 | 9675 | 15837.3792 | 0.61667 | 0.043611 | 37.56
|  | Max deviation | [5 empty] | 4.123% | [8 empty] | 8.52% | 60.97%
|  | min | [5 empty] | -8.053% | [8 empty] | -6.983% | -21.05%
|  | Energy production weighted avg | [5 empty] | 0.31866 | [8 empty] | 0.60921 | 0.027092 | 184.2714 | 155.9488
C | [11 empty] | 5910 | 6668
ETCLEPFW-C-E |  | Lethabo | W | Coal PF Eskom Wet Existing | 9671 | 9671 | 35.28% | 34.86% | 24868 | 6 | 590 | 3540 | 3558 | 0.81 | 21572 | 25246.1448 | 0.51667 | 0.021111 | 49.51
|  | Majuba Wet | W | Coal PF Eskom Large Existing | 9074 | 9074 | 37.61% | 31.87% | 9222.395 | 3 | 670 | 2010 | 1980 | 0.81 | 14049.288 | 14049.288 | 0.51667 | 0.021111 | 49.51
|  | Grootvlei | W | Coal PF Eskom Wet Existing | 12638 | 12638 | 27% | 28.18% | 0 | 2 | 180 | 360 | 1130 | 0.81 |  | 8018.028 | 0.475 | 0.05 | 49.51
|  | Majuba Dry | D | Coal PF Eskom Dry Existing | 9763 | 9763 | 34.95% | 32.42% | 8569.605 | 3 | 610 | 1830 | 1840 | 0.81 | 5170 | 13055.904 | 0.033333 | 0.0055556 | 49.51
|  | Max deviation | [5 empty] | 6.154% | [8 empty] | 19.54% | 136.8% | 272.2%
|  | min | [5 empty] | -14.19% | [8 empty] | -6.791% | 0% | 0%
|  | Energy production weighted avg | [5 empty] | 0.32839 | [8 empty] | 0.50961 | 0.021111 | 49.51 | 41.9003
D | [12 empty] | 0
D1 | ORANGE RIVER (BOEGOEBERG DAM)-FROM THE RIVER | CSP | [16 empty] | 18.15
D2 | ORANGE RIVER (KAKAMAS)- FROM THE RIVER 18.15 | [17 empty] | 18.15
|  | Energy production weighted avg | [16 empty] | 18.15 | 15.3603
Majuba added to WSR-C
Note on P20: http://www.eskom.co.za/Whatweredoing/ElectricityGeneration/Pages/Electricity_Generation.aspx
Note on Q20: Fadiel Ahjum: used to compute effien
Note on U22: from 2013 to 2010
Note on C30: Fadiel Ahjum: Combine with Majuba because total water consumtpion is negligible at regional scale
Note on T36: Fadiel Ahjum: Assumed similar to Komati
Note on R39: ~ ZAR 178.6 when using Eskom's web data.
Note on S39: ~ ZAR 178.6 when using Eskom's web data.
Note on P43: Fadiel Ahjum: Seems low for eskom's reported average availability over last 3 years (93.41%). Therefore using expected production for tariff weighting.
Note on T44: Fadiel Ahjum: Assumed similar to Komati
Note on R47: ~ ZAR 178.6 when using Eskom's web data.
Note on S47: ~ ZAR 178.6 when using Eskom's web data.
Note on T47: ~ ZAR 178.6 when using Eskom's web data.
Note on I50: Using average for this category.
Note on I52: Using matimba as estimate
Note on R55: ~ ZAR 178.6 when using Eskom's web data.
Note on S55: ~ ZAR 178.6 when using Eskom's web data.

## Existing Plants by Coal Supply
ESTIMATED VOLUME OF WATER PURCHASED BY COLLIERIES. (THE GREEN HOUSE,2013)
| Mine type | Value applied (Ml/Mt of processed coal)
| Central Basin underground (mine only) | 25
| Central Basin opencast (mine only) | 50
| Central Basin combined or unknown | 40
| Central Basin wash plant only | 85
| Waterberg mine and wash plant | 65
| Central Basin average | 50
APPROVED DOMESTIC & INDUSTRIAL - RAW WATER TARIFFS 2014/15 FY- CONSUMPTIVE CHARGES
| Scheme Description | c/m3
| olifants river (loskop dam) | 17
Region B
Region C (Vaal Dam Vicinity)
[17 empty] | WA-P1 | WA-H1
WSR |  | Units |  |  | Btu/kWh |  |  |  | GWh |  | MW | MW | MW |  | GWh | GWh | Mm3/PJ | Mm3/PJ | c/m3
Region Supply ID | Scheme Description | Lookup row | cooling | Sub-category TIMES | Heat rate or efficiency | Heat rate | Efficiency in SATIM | Efficiency @ 2010 Eskom (2014) | Output 2006 | # units | Max unit capacity | Total Cap before 2010 IRP | Net Capacity Eskom (2014) | AFA | Energy generated over last 3 yrs (2014?). | GWh expected (2014) | Raw water use | Boiler makeup | DAW tariff 2014/15 FY | 2010 deflated | 2010 DWA published tariff ?
[12 empty] | 28790 | 30071
|  |  |  | Remove ACT_COST? |  |  |  | Using Eskom (2014) efficiencies with IRP capacities {email eskom to clarify} | [8 empty] | WA-P1 | WA-H1 |  | 0.8463
Simple technologies
A | [11 empty] | 3720 | 3690
|  | Matimba | D | Coal PF Eskom Large Dry Existing | 9648 | 9648 | 35.37% | 32.42% | 28212 | 6 | 610 | 3720 | 3690 | 0.81 | 23789 | 26182.764 | 0.027778 | 0.0055556 | 68.09
|  | Energy production weighted avg | [16 empty] | 68.09 | 57.6246
B | [11 empty] | 5670 | 5680
|  | Kendal | H | Coal PF Eskom Existing Hybrid | 9755 | 9755 | 34.98% | 33.28% | 27934 | 6 | 640 | 3840 | 3840 | 0.81 | 24691 | 27247.104 | 0.013889 | 0.019444 | 474.81
|  | Majuba Dry | D | Coal PF Eskom Dry Existing | 9763 | 9763 | 34.95% | 32.42% | 8569.605 | 3 | 610 | 1830 | 1840 | 0.81 | 5170 | 13055.904 | 0.027778 | 0.0055556 | 49.51
|  | Max deviation | [5 empty] | 0.8442% | [8 empty] | 51.06% | 30.1%
|  | min | [5 empty] | 0.8442% | [8 empty] | -24.47% | -62.83%
|  | Energy production weighted avg | [5 empty] | 0.33001 |  |  |  | 3620 | 4211 |  |  |  | 0.018388 | 0.014945
ETCLEPFW-B-ES |  | Camden | W | Coal PF Eskom Small Existing | 12214 | 12214 | 27.94% | 29.14% | 1769 | 8 | 190 | 1520 | 1440 | 0.81 | 10217.664 | 10217.664 | 0.62 | 0.021667 | 177.46
|  | Komati | W | Coal PF Eskom Small Existing | 13382 | 13382 | 25.5% | 27.98% | 0 | 2 | 100 | 200 | 906 | 0.81 | 6428.6136 | 6428.6136 | 0.6625 | 0.029167 | 37.56 |  | 3795
|  | Hendrina | W | Coal PF Eskom Small Existing | 10792 | 10792 | 31.62% | 28.61% | 11718 | 10 | 190 | 1900 | 1865 | 0.81 | 11718 | 13233.294 | 0.66083 | 0.064167 | 37.56
|  | Max deviation | [5 empty] | 1.69% | [8 empty] | 2.36% | 56.79%
|  | min | [5 empty] | -2.358% | [8 empty] | -4.207% | -47.06%
|  | Energy production weighted avg | [5 empty] | 0.28656 |  |  |  | 17610 | 17472 |  |  |  | 0.64723 | 0.040924
|  | Majuba Wet | W | Coal PF Eskom Large Existing | 9074 | 9074 | 37.61% | 31.87% | 9222.395 | 3 | 670 | 2010 | 1980 | 0.81 | 14049.288 | 14049.288 | 0.49556 | 0.021111 | 49.51
|  | Kriel | W | Coal PF Eskom Large Existing | 9510 | 9510 | 35.88% | 32.17% | 19209 | 6 | 480 | 2880 | 2850 | 0.81 | 17452 | 20222.46 | 0.62778 | 0.033333 | 161.42
|  | Duvha | W | Coal PF Eskom Large Existing | 9831 | 9831 | 34.71% | 31.48% | 25246 | 6 | 580 | 3480 | 3450 | 0.81 | 22798 | 24479.82 | 0.59389 | 0.017222 | 222.6
|  | Matla | W | Coal PF Eskom Large Existing | 9692 | 9692 | 35.21% | 33.18% | 25388 | 6 | 580 | 3480 | 3450 | 0.81 | 25199 | 24479.82 | 0.54528 | 0.021389 | 126.94
|  | Tutuka | W | Coal PF Eskom Large Existing | 9100 | 9100 | 37.5% | 32.34% | 18374 | 6 | 580 | 3540 | 3510 | 0.81 | 8962 | 24905.556 | 0.54528 | 0.026944 | 115.56
|  | Arnot | W | Coal PF Eskom Large Existing | 10555 | 10555 | 32.33% | 29.3% | 12683 | 6 | 370 | 2220 | 2232 | 0.81 | 9675 | 15837.3792 | 0.57306 | 0.043611 | 37.56
|  | Max deviation | [5 empty] | 4.123% | [8 empty] | 10.87% | 73.04%
|  | min | [5 empty] | -8.053% | [8 empty] | -3.703% | -31.67%
|  | Energy production weighted avg | [5 empty] | 0.31866 | [8 empty] | 0.56625 | 0.025204 | 165.4581 | 140.0271
C | [11 empty] | 3900 | 4688
ETCLEPFW-C-E |  | Lethabo | W | Coal PF Eskom Wet Existing | 9671 | 9671 | 35.28% | 34.86% | 24868 | 6 | 590 | 3540 | 3558 | 0.81 | 21572 | 25246.1448 | 0.49556 | 0.021111 | 49.51
|  | Grootvlei | W | Coal PF Eskom Wet Existing | 12638 | 12638 | 27% | 28.18% | 0 | 2 | 180 | 360 | 1130 | 0.81 |  | 8018.028 | 0.425 | 0.05 | 49.51
|  | Max deviation | [5 empty] | 4.843% | [8 empty] | 18.33% | 78.1% | 234.2%
|  | min | [5 empty] | -15.25% | [8 empty] | -11.19% | -24.8% | 0%
|  | Energy production weighted avg | [5 empty] | 0.3325 | [8 empty] | 0.47855 | 0.028075 | 49.51 | 41.9003
D | [12 empty] | 0
D1 | ORANGE RIVER (BOEGOEBERG DAM)-FROM THE RIVER | CSP | [16 empty] | 18.15
D2 | ORANGE RIVER (KAKAMAS)- FROM THE RIVER 18.15 | [17 empty] | 18.15
|  | Energy production weighted avg | [16 empty] | 18.15 | 15.3603
Note on P20: http://www.eskom.co.za/Whatweredoing/ElectricityGeneration/Pages/Electricity_Generation.aspx
Note on Q20: Fadiel Ahjum: used to compute effien
Note on U22: from 2013 to 2010
Note on C30: Fadiel Ahjum: Combine with Majuba because total water consumtpion is negligible at regional scale
Note on I31: Using matimba as estimate
Note on T37: Fadiel Ahjum: Assumed similar to Komati
Note on R40: ~ ZAR 178.6 when using Eskom's web data.
Note on S40: ~ ZAR 178.6 when using Eskom's web data.
Note on I41: Using average for this category.
Note on P45: Fadiel Ahjum: Seems low for eskom's reported average availability over last 3 years (93.41%). Therefore using expected production for tariff weighting.
Note on T46: Fadiel Ahjum: Assumed similar to Komati
Note on R49: ~ ZAR 178.6 when using Eskom's web data.
Note on S49: ~ ZAR 178.6 when using Eskom's web data.
Note on T49: ~ ZAR 178.6 when using Eskom's web data.
Note on R55: ~ ZAR 178.6 when using Eskom's web data.
Note on S55: ~ ZAR 178.6 when using Eskom's web data.

## Eskom coal pwr plants
Plant | SATIM Category | Net Capacity | Cooling Type | Raw water use | Demin water use | Raw water use net of demin | Raw water use net of demin with Wet FGD | Demin water use | Water Supply ID | Climatic Zone | Wet FGD: | 0.2 | 0.055556 | Total inc. FGD(wet) | Total w/o FGD
|  |  |  | l/kWh | l/kWh | Mm3/PJ |  | Mm3/PJ |  |  | Mm3/PJ | (l/kWh) | Mm3/PJ | l/kWh | l/kWh
Matimba | Large Dry Existing | 3690 | Direct Dry (ACC) | 0.12 | 0.02 | 0.027778 | 0.083333 | 0.0055556 | A | Hot interior |  | 0.14 |  | 0.34 | 0.14
Medupi | Supercritical New | 4334 | Direct Dry (ACC) | 0.113 | 0.023 | 0.025 | 0.080556 | 0.0063889 | A | Hot interior |  | 0.136 |  | 0.336 | 0.136
Kendal | Large Dry Existing | 3840 | Indirect-dry | 0.12 | 0.07 | 0.013889 | 0.069444 | 0.019444 | B | Cold interior |  | 0.19 |  | 0.39 | 0.19
Duvha | Large Existing | 3450 | Wet closed cycle | 2.2 | 0.062 | 0.59389 | 0.64944 | 0.017222 | B | Cold interior |  | 2.262 |  | 2.462 | 2.262
Kriel | Large Existing | 2850 | Wet closed cycle | 2.38 | 0.12 | 0.62778 | 0.68333 | 0.033333 | B | Cold interior |  | 2.5 |  | 2.7 | 2.5
Matla | Large Existing | 3450 | Wet closed cycle | 2.04 | 0.077 | 0.54528 | 0.60083 | 0.021389 | B | Cold interior |  | 2.117 |  | 2.317 | 2.117
Arnot | Large Existing | 2232 | Wet closed cycle | 2.22 | 0.157 | 0.57306 | 0.62861 | 0.043611 | B | Cold interior |  | 2.377 |  | 2.577 | 2.377
Hendrina | Small Existing | 1865 | Wet closed cycle | 2.61 | 0.231 | 0.66083 | 0.71639 | 0.064167 | B | Cold interior |  | 2.841 |  | 3.041 | 2.841
Komati | Small Existing | 906 | Wet closed cycle | 2.49 | 0.105 | 0.6625 | 0.71806 | 0.029167 | B | Cold interior |  | 2.595 |  | 2.795 | 2.595
Kusile | Supercritical New | 4267 | Direct Dry (ACC) | 0.113 | 0.023 | 0.025 | 0.080556 | 0.0063889 | B | Cold interior |  | 0.136 |  | 0.336 | 0.136
Camden | Small existing | 1440 | Wet closed cycle | 2.31 | 0.078 | 0.62 | 0.67556 | 0.021667 | B | Cold interior |  | 2.388 |  | 2.588 | 2.388
Majuba Wet1 | Large Existing | 1980 | 3 units: Wet cooled | 1.86 | 0.076 | 0.49556 | 0.55111 | 0.021111 | C | Cold interior |  | 1.936 |  | 2.136 | 1.936
Majuba Dry | Large Dry Existing | 1840 | 3 units: Direct Dry (ACC) | 0.12 | 0.02 | 0.027778 | 0.083333 | 0.0055556 | C | Cold interior
Lethabo | Large Existing | 3558 | Wet closed cycle | 1.86 | 0.076 | 0.49556 | 0.55111 | 0.021111 | C | Cold interior
Tutuka | Large Existing | 3510 | Wet closed cycle | 2.06 | 0.097 | 0.54528 | 0.60083 | 0.026944 | B | Cold interior
Grootvlei2 | Small Existing | 1130 | Wet/Dry | 1.71 | 0.18 | 0.425 | 0.48056 | 0.05 | C | Cold interior
| sum | 44342
| FGD retro | 33876
Note on J17: By transfer cost

## charts
Supply + Delivery | [9 empty] | Net UWC (ZAR/m3) |  | Additional System Supply (Mm3/a)
ID | NetUWC | Cumulative | Yield |  | Waterberg (Limpopo) | Cumulative | NetUWC
A1 | 9.2807 | 28.6 | 28.6 |  | A1 | 0 | 9.2807
A2 | 7.6142 | 194.6 | 166 |  | A1 | 28.6 | 9.2807
A3 | 10.9836 | 320.6 | 126 |  | A2 | 28.6 | 7.6142
A4 | 14.0296 | 410.6 | 90 |  | A2 | 194.6 | 7.6142
A6 | 33.6733 | 510.6 | 100 |  | A3 | 194.6 | 10.9836
[5 empty] | A3 | 320.6 | 10.9836
B1 | 17.5422 | 55 | 55 |  | A4 | 320.6 | 14.0296
B2 | 8.7433 | 86 | 31 |  | A4 | 410.6 | 14.0296
B3 | 10.4318 | 276 | 190 |  | A6 | 410.6 | 33.6733
B5 | 24.4704 | 376 | 100 |  | A6 | 510.6 | 33.6733
C1 | 0 | 437 | 437 |  | Upper Olifants
C2 | 5.8461 | 475 | 38 |  | B1 | 0 | 17.5422
C3 | 7.47 | 997 | 522 |  | B1 | 55 | 17.5422
C4 | 9.8463 | 1286.52 | 289.52 |  | B1 | 55 | 8.7433
C5 | 11.2578 | 1917.52 | 631 |  | B2 | 86 | 8.7433
C7 | 15.5791 | 2017.52 | 100 |  | B2 | 86 | 10.4318
[5 empty] | B3 | 276 | 10.4318
D1 | 4.6833 | 227.48 | 227.48 |  | B3 | 276 | 24.4704
D2 | 10.3508 | 392.48 | 165 |  | B5 | 376 | 24.4704
D3 | 22.4318 | 492.48 | 100
Hydraulic fracturing: road transport |  |  |  |  | Vaal
WMIN-D1U2 | 113.9888 | 227.48 | 227.48 |  | C1 | 0 | 0
WMIN-D2U2 | 119.6563 | 392.48 | 165 |  | C1 | 437 | 0
WMIN-D3U2 | 135.8122 | 492.48 | 100 |  | C1 | 437 | 5.8461
Hydraulic fracturing: pipeline |  |  |  |  | C2 | 997 | 5.8461
WMIN-D1U3 | 122.593 | 227.48 | 227.48 |  | C2 | 997 | 7.47
WMIN-D2U3 | 128.2605 | 392.48 | 165 |  | C3 | 1286.52 | 7.47
WMIN-D3U3 | 144.4164 | 492.48 | 100 |  | C3 | 1286.52 | 9.8463
[5 empty] | C4 | 1917.52 | 9.8463
[5 empty] | C4 | 1917.52 | 11.2578
[5 empty] | C5 | 2017.52 | 11.2578
[5 empty] | C5 | 2017.52 | 15.5791
[5 empty] | C7 | 2500 | 15.5791
Lower Orange - CSP pipeline
[5 empty] | D1 | 0 | 4.6833
[5 empty] | D1 | 227 | 4.6833
[5 empty] | D2 | 227 | 10.3508
[5 empty] | D2 | 392.48 | 10.3508
[5 empty] | D3 | 392.48 | 22.4318
[5 empty] | D3 | 400 | 22.4318
Lower Orange - shale gas road transport
[5 empty] | WMIN-D1U2 | 0 | 113.9888
[5 empty] | WMIN-D1U2 | 227.48 | 113.9888
[5 empty] | WMIN-D2U2 | 227.48 | 119.6563
[5 empty] | WMIN-D2U2 | 392.48 | 119.6563
[5 empty] | WMIN-D3U2 | 392.48 | 135.8122
[5 empty] | WMIN-D3U2 | 400 | 135.8122
Lower Orange - shale gas pipeline
[5 empty] | WMIN-D1U3 | 0 | 122.593
[5 empty] | WMIN-D1U3 | 227.48 | 122.593
[5 empty] | WMIN-D2U3 | 227.48 | 128.2605
[5 empty] | WMIN-D2U3 | 392.48 | 128.2605
[5 empty] | WMIN-D3U3 | 392.48 | 144.4164
[5 empty] | WMIN-D3U3 | 400 | 144.4164
Case study Table
| Water Supply Region | Scheme Description | ID | Scheme Yield (M.m3/a) | Energy Requirement | Capital Cost | Annual O&M Cost | CUC* | ADC$ | OMC | EC# | UWC (R/m3/a) | Net UWC (R/m3/a) | Note
2010
[5 empty] | (kWh/m3) | (R x 106) | (R x 106) | (R x 106) | (R x 106) | (R x 106) | (R x 106)
| Lephalale | Existing | A0 | 25
|  | Mokolo Phase 1 | A1 | 29 | 0.85 | 1759 | 4.7 | 224 | 13 | 5 | 12 | 8.9 | 8.89
|  | Mokolo Croc. Phase 2 pipeline | A2 | 75 | 0.8 | 8174 | 21.7 | 1042 | 61 | 22 | 30 | 15.4 | 15.4
|  | Reuse and transfer from Vaal | A3 | 126 | 0.87 | 1216 | 3.2 | 155 | 9 | 3 | 55 | 1.8 | 10.98 | 1
|  | Transfer from Vaal | A4 | 90 | 1 | 2562 | 6.8 | 327 | 19 | 7 | 45 | 4.4 | 13.64 | 1
|  | Desalination of seawater | A6 | 100 | 13.82 | 20896 | 55.4 | 2664 | 157 | 55 | 691 | 36 | 33.67 | 3
| Upper | Existing | B0 | 400
| Olifants | Vaal eskom transfer | B0-X | 230
|  | Olifants Dam | B1 | 55 | 0 | 1241 | 3.3 | 158 | 9 | 3 | 0 | 3.1 | 3.11
|  | Use of acid mine drainage | B2 | 31 | 2.2 | 1637 | 4.3 | 209 | 12 | 4 | 34 | 8.4 | 6.37 | 3
|  | Transfer from Vaal River | B3 | 190 | 1.07 | 4281 | 11.3 | 546 | 32 | 11 | 102 | 3.6 | 8.06 | 4
|  | Desalination of seawater | B5 | 100 | 13.82 | 14210 | 37.7 | 1812 | 107 | 38 | 691 | 26 | 24.47 | 3
| Upper | Existing | C0 | 3523
| Vaal | LHWP II (Polihali Dam) | C1 | 437 | 0 | 11947 | 31.7 | 1523 | 90 | 32 | 0 | 3.8 | 3.76 | 5
|  | Use of AMD | C2 | 38 | 2.51 | 1820 | 4.8 | 232 | 14 | 5 | 48 | 7.8 | 5.85 | 3
|  | Thukela-Vaal Transfer | C3 | 522 | 3.35 | 21976 | 58.2 | 2802 | 165 | 58 | 874 | 7.5 | 7.47
|  | Orange-Vaal transfer | C4 | 289 | 1.99 | 15671 | 41.5 | 1998 | 118 | 42 | 287 | 8.5 | 8.47
Boskraai Dam (55%)
|  | Mzimvubu transfer scheme | C5 | 631 | 4.38 | 41568 | 110.2 | 5300 | 312 | 110 | 1382 | 11.3 | 11.26
|  | Desalination of seawater | C7 | 100 | 13.6 | 7831 | 20.8 | 998 | 59 | 21 | 680 | 18 | 15.58 | 3
| Lower | Existing | D0 | 4131 | [9 empty] | 0
| Orange | Boskraai Dam (55%) | D1 | 515 | 0 | 2678 | 7.1 | 341 | 20 | 7 | 0 | 0.7 | 0.72
|  | Boskraai Dam (full yield) | D2 | 422 | 0 | 3286 | 8.7 | 419 | 25 | 9 | 0 | 1.1 | 1.07
|  | Mzimvubu kraai Transfer | D3 | 165 | 5.26 | 4370 | 11.6 | 557 | 33 | 12 | 434 | 6.3 | 6.28
|  | Desalination of seawater | D4 | 100 | 14.1 | 11175 | 29.6 | 1425 | 84 | 30 | 705 | 22 | 22.43
Notes:
* Annual capital loan repayment over a period of 25 years at 12% interest
$ Assumes 30% depreciation portion and an average lifetime of 40 years
# Based on R0.90 /kWh electricity cost.
1 Requires additional cost of transfer to Lephalale
2 R5/m3 royalties for transfer from Zambezi
3 Excludes R2/m3 water treatment cost
4 Additional cost of water from LHWPII
5 Excludes cost for hydropower station

## TechWATv4
| ZAR 2010 factor | irate | drate | adc rate | om rate | elc cost (ZAR/kWh) | Diesel cost | Tanker fuel efficiency | Tanker capacity | Avg distance for return trip. | CV of Diesel | Load factor |  | Water charges |  |  |  | Conversion factor from
| 0.8463 | % | % | % | % | ZAR/kWh | ZAR/L | MJ/t.km | m3 | km | MJ/L |  |  | WRM |  |  |  | kWh/m3 | l/kWh
|  | 12% | 8% | 0.3 | 0.265% | 0.5 | 13 | 2 | 18 | 300 | 35.94 | 50% |  | mZAR/Mm3 |  |  |  | PJ/Mm3 | Mm3/PJ
|  | repay | life |  | truck | [8 empty] | 0.02 |  |  |  | 0.0036 | 0.27778
|  | years | years |  | 5% | [12 empty] | 0.027778
|  | 25 | 40
ZAR 2010
Table 22 | · Unless otherwise specified the annual maintenance cost (MC) was estimated at approximately 0.265% of the capital cost (DWA, 2010). | [18 empty] | TIMES | Supply | [10 empty] | Supply+Delivery
Estimated unit water cost (UWC) for planned bulk water supply infrastructure to four regions critical for future power generation (Prices in Rand 2010) | [29 empty] | elc | diesel |  |  | elc | diesel
Water Supply Region | Scheme Description | ID | Scheme Yield (M.m3/a) | Energy Requirement | Capital Cost | Annual O&M Cost | CUC* | ADC$ | OMC | EC# | UWC (R/m3/a) | Net UWC (R/m3/a) | Note |  |  |  | Net UWC (R/m3/a) |  |  |  | mZAR/PJ |  |  | yrs | yrs | yrs | Mm3 | mZAR/Mm3 | mZAR | PJ/Mm3 | PJ/Mm3 | mZAR/Mm3 | mZAR | PJ/Mm3 | PJ/Mm3
|  |  |  | (kWh/m3) | (R x 106) | (R x 106) | (R x 106) | (R x 106) | (R x 106) | (R x 106) | [10 empty] | ACT_COST | PRC_RESID | ACT_EFF | PRC_NOFF:BOH | NCAP_ILED | NCAP_TLIFE | ACT_BND | NCAP_COST (mZAR/Mm3) | NCAP_FOM (mZAR/Mm3/a) | PRACT_FLO | PRACT_FLO | NCAP_COST | NCAP_FOM | PRACT_FLO | PRACT_FLO
Lephalale | Existing | A0 | 25.1 | [16 empty] | WMIN-A0 | 0.59625 |  | 0.98 |  |  | 100 | 25.1 |  | 0.59625 |  |  | 0 | 0.59625 | 0 | 0
| Mokolo Croc Phase 1 | A1 | 28.6 | 0.85 | 1758.611 | 4.6603 | 224.2229 | 13.1896 | 4.6603 | 12.155 | 8.8891 | 8.8891 |  |  | 0 |  | 9.2807 |  |  | WMIN-A1 | 0.02 |  | 0.98 | 2006 | 3 | 40 | 28.6 | 61.4899 | 0.18295 | 0.00306 |  | 63.9442 | 0.37806 | 0.00306
| Mokolo Croc Phase 2 pipeline | A2 | 166 | 0.8 | 8699.962 | 23.0549 | 1109.2449 | 65.2497 | 23.0549 | 66.4 | 7.6142 | 7.6142 |  | 256 | 0 |  | 7.6142 |  |  | U2WAT-A | 0.02 |  | 0.98 | 2010 | 3 | 40 | 166 | 52.4094 | 0.15888 | 0.00288 |  | 52.4094 | 0.15888 | 0.00288 | 0 | 40
| Reuse and transfer from Vaal | A3 | 126 | 0.87 | 1216.1328 | 3.2228 | 155.0569 | 9.121 | 3.2228 | 54.81 | 1.7636 | 10.9836 | 1 |  | 9.22 |  | 10.9836 |  |  | WMIN-A3 | 0.02 |  | 0.9 | 2010 | 9 | 40 | 126 | 9.6518 | 0.045577 | 0.003132 |  | 9.6518 | 0.045577 | 0.003132 | 0
| Transfer from Vaal | A4 | 90 | 1 | 2561.7495 | 6.7886 | 326.623 | 19.2131 | 6.7886 | 45 | 4.4181 | 13.6381 | 1 |  | 9.22 |  | 14.0296 |  |  | WMIN-A4 | 0.02 |  | 0.9 | 2010 | 10 | 40 | 90 | 28.4639 | 0.095429 | 0.0036 |  | 28.4639 | 0.095429 | 0.0036 | 0
| Transfer from Zambezi | A5 | 100 | 2.44 | 14469.1879 | 38.3433 | 1844.821 | 108.5189 | 38.3433 | 122 | 21.1368 | 26.1368 | 2 |  | 5 |  | 26.5284 |  |  | WMIN-A5 | [11 empty] | 0 | 0 | 0 | 0
| Desalination of seawater | A6 | 100 | 13.82 | 20895.9886 | 55.3744 | 2664.2379 | 156.7199 | 55.3744 | 691 | 35.6733 | 33.6733 | 3 |  | -2 |  | 33.6733 |  |  | WMIN-A6 | 0 |  | 1 | 2020 | 3 | 40 |  | 208.9599 | 0.55374 | 0.049752 |  | 208.9599 | 0.55374 | 0.049752 | 0
Upper Olifants | Existing | B0 | 400 | [16 empty] | WMIN-B0 | 1.4203 |  | 0.95 | [5 empty] | 1.4203
| Vaal eskom transfer | B0-UX | 230 | [16 empty] | WMIN-B0-UX | 0.98127 | [7 empty] | 0.98127
| Olifants Dam | B1 | 55 | 0 | 1240.6755 | 3.2878 | 158.1861 | 9.3051 | 3.2878 | 0 | 3.1051 | 3.1051 |  |  | 0 |  | 17.5422 |  |  | WMIN-B1 | 0.02 |  | 0.95 | 2010 | 3 | 40 | 55 | 22.5577 | 0.079778 | 0 |  | 111.1089 | 0.31444 | 0.001476
| Use of acid mine drainage | B2 | 31 | 2.2 | 1636.7438 | 4.3374 | 208.6848 | 12.2756 | 4.3374 | 34.1 | 8.3677 | 6.3677 | 3 |  | -2 |  | 8.7433 |  |  | WMIN-B2 | 0.02 |  | 0.95 | 2010 | 2.5 | 40 | 31 | 52.7982 | 0.15992 | 0.00792 |  | 66.3249 | 0.19576 | 0.009396
| Transfer from Vaal River | B3 | 190 | 1.07 | 4280.5844 | 11.3435 | 545.7744 | 32.1044 | 11.3435 | 101.65 | 3.6362 | 8.0562 | 4 |  | 4.42 |  | 10.4318 |  |  | WMIN-B3 | 0.02 |  | 0.95 | 2010 | 4 | 40 | 190 | 22.5294 | 0.079703 | 0.003852 |  | 36.0561 | 0.11555 | 0.005328
| Transfer from Zambezi River | B4 | 95 | 3.6 | 18552.5844 | 49.1643 | 2365.454 | 139.1444 | 49.1643 | 171 | 28.6817 | 33.6817 | 2 |  | 5 |  | 51.3426 |  |  | WMIN-B4 | [8 empty] | 0.51752
| Desalination of seawater | B5 | 100 | 13.82 | 14210.2201 | 37.6571 | 1811.8026 | 106.5767 | 37.6571 | 691 | 26.4704 | 24.4704 | 3 |  | -2 |  | 24.4704 |  |  | WMIN-B5 | 0 |  | 1 | 2020 | 3 | 40 |  | 142.1022 | 0.37657 | 0.049752 |  | 142.1022 | 0.37657 | 0.050904
Vaal | Existing | C0 | 3077 | [16 empty] | WMIN-C0 | 0.439 |  | 0.95 |  |  |  | 3077 |  | 0.439 |  |  | No associated delivery. Direct to Vaal dam?
| LHWP II (Polihali Dam) | C1 | 437 | 0 | 11947.2144 | 31.6601 | 1523.2695 | 89.6041 | 31.6601 | 0 | 3.7632 | 3.7632 | 5 |  | 0 |  | 3.7632 |  |  | WMIN-C1 | 0.02 |  | 0.9 | 2010 | 7 | 40 | 437 | 27.3392 | 0.092449 | 0.0001
| Use of AMD | C2 | 38 | 2.51 | 1819.5446 | 4.8218 | 231.9919 | 13.6466 | 4.8218 | 47.69 | 7.8461 | 5.8461 | 3 |  | -2 |  | 5.8461 |  |  | WMIN-C2 | 0.02 |  | 1 | 2010 | 3 | 40 | 38 | 47.8828 | 0.14689 | 0.009036
| Thukela-Vaal Transfer | C3 | 522 | 3.35 | 21975.8672 | 58.236 | 2801.9224 | 164.819 | 58.236 | 874.35 | 7.47 | 7.47 |  |  | 0 |  | 7.47 |  |  | WMIN-C3 | 0.02 |  | 0.9 | 2010 | 7 | 40 | 522 | 42.0994 | 0.13156 | 0.01206
| Orange-Vaal transfer | C4 | 289.52 | 1.99 | 18616.9032 | 49.3348 | 2373.6546 | 139.6268 | 49.3348 | 288.0724 | 9.8463 | 9.8463 |  |  | 0 |  | 9.8463 |  |  | WMIN-C4 | 0.02 |  | 0.9 | 2010 | 8 | 40 | 289.52 | 64.3026 | 0.1904 | 0.007164
| Mzimvubu transfer scheme | C5 | 631 | 4.38 | 41567.7078 | 110.1544 | 5299.8815 | 311.7578 | 110.1544 | 1381.89 | 11.2578 | 11.2578 |  |  | 0 |  | 11.2578 |  |  | WMIN-C5 | 0.02 |  | 0.8 | 2010 | 10 | 40 | 631 | 65.8759 | 0.19457 | 0.015768
| Transfer from Zambezi | C6 | 650 | 4.21 | 52253.9355 | 138.4729 | 6662.3752 | 391.9045 | 138.4729 | 1368.25 | 13.1708 | 18.1708 | 2 |  | 5 |  | 18.1708 |  |  | WMIN-C6 | [8 empty] | 0.21304 | [7 empty] | Region A | (Mm3/a)
| Desalination of seawater | C7 | 100 | 13.6 | 7830.8121 | 20.7517 | 998.4283 | 58.7311 | 20.7517 | 680 | 17.5791 | 15.5791 | 3 |  | -2 |  | 15.5791 |  |  | WMIN-C7 | 0 |  | 1 | 2020 | 3 | 40 |  | 78.3081 | 0.20752 | 0.04896 | [6 empty] | Mokolo dam | 39
Lower Orange | Existing | D0 | 4130.5 | [9 empty] | 0 | [6 empty] | WMIN-D0 | 0.1736 |  | 0.95 |  |  |  | 4130.5 |  | 0.1736 |  |  | Delivery modelled separatedly |  |  |  |  | irrigation | 10.4
| Boskraai Dam | D1 | 227.48 | 0 | 1005.4042 | 2.6643 | 128.189 | 7.5405 | 2.6643 | 0 | 0.60838 | 0.60838 |  |  | 0 | CSP | 4.6833 |  |  | WMIN-D1 | 0.02 |  | 0.9 | 2010 | 8 | 40 | 227.48 | 4.4197 | 0.031712 | 0 | [6 empty] | Phase 1a | 14
| Mzimvubu kraai Transfer | D2 | 165 | 5.26 | 4370.2922 | 11.5813 | 557.2121 | 32.7772 | 11.5813 | 433.95 | 6.2759 | 6.2759 |  |  | 0 |  | 10.3508 |  |  | WMIN-D2 | 0.02 |  | 0.95 | 2010 | 7 | 40 | 165 | 26.4866 | 0.09019 | 0.018936 | [6 empty] | Phase 1b | 28.6 | 10.4
| Desalination of seawater | D3 | 100 | 14.1 | 11174.5427 | 29.6125 | 1424.7539 | 83.8091 | 29.6125 | 705 | 22.4318 | 22.4318 |  |  | 0 |  | 22.4318 |  |  | WMIN-D3 | 0 |  | 1 | 2010 | 3 | 40 |  | 111.7454 | 0.29613 | 0.05076
Notes: | [15 empty] | truck | 113.9888
* Annual capital loan repayment over a period of 25 years at 12% interest | [16 empty] | 119.6563
$ Assumes 30% depreciation portion and an average lifetime of 40 years | [16 empty] | 135.8122
# Based on R0.50 /kWh electricity cost. | [15 empty] | pipeline | 122.593
1 Requires additional cost of transfer to Lephalale | [16 empty] | 128.2605
2 R5/m3 royalties for transfer from Zambezi | [16 empty] | 144.4164
3 Excludes R2/m3 water treatment cost
4 Additional cost of water from LHWPII
5 Excludes cost for hydropower station
Table 23
Estimated unit water cost for delivery of water from bulk infrastructure supply scheme to power plant location. (ZAR 2010)
Region | Description of Final Delivery from Bulk water scheme to power plant | ID | Annual Supply (M.m3) | Capital Cost | O & M Cost | Energy Requirement (kWh/m3) | Fuel Cost (R x 106) | CUC* | ADC$ | OMC | EC# | UWC (R/m3/a)
|  |  |  | (R x 106) | (R x 106/a) |  |  | (R x 106) | (R x 106) | (R x 106) | (R x 106) | [9 empty] | Delivery
Lephalale (Limpopo) | Gravity pipeline from Lephalale | A1 | 30 | 73.6281 | 0.19511 | 0 |  | 11 | 0.55221 | 0.19511 | 0 | 0.39158 | [13 empty] | 40 |  | 2.4543 | 0.19511 | 0
Upper Olifants | Pipeline from Olifants Dam | B1 | 30 | 2656.5351 | 7.0398 | 0.41 |  | 400 | 19.924 | 7.0398 | 6.15 | 14.4371 | [13 empty] | 40 |  | 88.5512 | 0.23466 | 0.001476
| Reuse AMD - pipeline from dam in Upper Olifants | B2 | 30 | 405.8008 | 1.0754 | 0.41 |  | 61 | 3.0435 | 1.0754 | 6.15 | 2.3756 | [13 empty] | 40 |  | 13.5267 | 0.035846 | 0.001476
| Import Vaal Dam - pipeline from dam in Upper Olifants | B3 | 30 | 405.8008 | 1.0754 | 0.41 |  | 61 | 3.0435 | 1.0754 | 6.15 | 2.3756 | [13 empty] | 40 |  | 13.5267 | 0.035846 | 0.001476
| Zambezi water - pipeline from Mokopane | B4 | 30 | 3165.1613 | 8.3877 | 1.38 |  | 477 | 23.7387 | 8.3877 | 20.7 | 17.6609 | [13 empty] | 40 |  | 105.5054 | 0.27959 | 0.004968
Lower Orange | CSP - Pipeline pumping directly from Orange River | D1 | 0.27 | 5.6194 | 0.014891 | 0.32 |  | 1 | 0.042146 | 0.014891 | 0.0432 | 4.075 | [7 empty] | U1WA-P1-D1 |  |  | 0.98 |  |  | 20 |  | 20.8127 | 0.055154 | 0.001152
| Hydraulic fracturing – road transport | D2 | 0.015 | 1.2694 | 0.063472 |  | 1.6277 | 0 | 0.0095209 | 0.063472 | 1.6277 | 113.3804 | [7 empty] | U3WA-P1-D2 |  |  | 0.98 |  |  | 10 |  | 84.63 | 4.2315 |  | 0.3
| Hydraulic fracturing - pipeline | D3 | 3 | 2266.3909 | 6.0059 | 1.3 |  | 341 | 16.9979 | 6.0059 | 1.95 | 121.9846 | [7 empty] | U2WA-P1-D2 |  |  | 0.98 |  | 5 | 20 |  | 755.4636 | 2.002 | 0.00468
| Hydraulic fracturing - groundwater | D4 | 0.1 | 2.6235 | 0.0069524 | 4.01 |  | 0 | 0.019676 | 0.0069524 | 0.2005 | 2.2713 | [7 empty] | WMIN-DK0 | 0.02 |  | 0.95 |  |  | 20 |  | 26.2353 | 0.089524 | 0.014436
*Annual capital loan repayment over a period of 25 years at 12% interest
$Assumes 30% depreciation portion and an average lifetime of 40 years
#Using R0.50 /kWh electricity cost. | [28 empty] | Truck tranport energy cost estimate
[30 empty] | t.km with load factor | 2700
[30 empty] | total MJ | 5400
[29 empty] | Truck transport efficiency | MJ/m3 | 300
[30 empty] | PJ/Mm3 | 0.3
| Vaal river water transfers and EWR | Mm3 | stipulation | Scheme | Constraint factor |  | description | RHS | RHS unit
| EWR Vaal | 130 | LHWP II (Polihali Dam) in place | C0 | 0.29748 |  | C1 activity | 3523.01 | Yield/capacity 'C0
| Return flows from Vaal to Lephalale | 126.01 |  | C0->A3
| transfer to olifants | 190 |  | C0->B3
| EWR: Orange |  |  | D0->D1 | 0.8792
| MCWAP1 | Exxaro pipeline redundant when Phase 1 at full capacity. |  | A0->A1 | 0.51049
| MCWAP2 | constraint to prevent P2 starting before P1 |  |  | -11.6084 | -11.7 |  | -334.62
| WMINA6 |  |  |  | -0.39062
Note on G3: Industrial Tariff estimate (2014)
Note on I3: Alternative estimate from Adrian
Note on L3: the_energy_and_fuel_data_sheet
Note on V11: Included as FOM cost
Note on X11: From DWA future marginal cost study (2010) Not used in Model but be used to indicate total water resource requirement inclusive of losses.
Note on Z11: From DWA future marginal cost study (2010)
Note on AD11: Includes ACT_COST component
Note on D12: DWA Future Marginal Water Cost (2010) Apdx E Existing Exxaro pipeline + 10.4 Mm3/a for irrigation
Note on X12: Fadiel Ahjum: nominal
Note on D13: Pipeline capacity Ccap capacity. Addionalt yield only increased by 14 Mm3. Other 14.7 Mm3 comes from Exxaro pipline made redundant.
Note on X13: DWA Future Marginal Water Cost (2010) Appendix E - Water availibility.
Note on D14: Supply comprises 40Mm3/a from Crocodile river with remaining volumes being return flows from JHB municiplality (WMIN-A3). Pipeline capacity
Note on O14: Fadiel Ahjum: pipeline capacity limit
Note on D19: Upper Olifants. Alternate value taken from Development of a Reconciliation Strategy for the Olifants River Water Supply System (DWA,2011) Table 4.12
Note on X19: Fadiel Ahjum: nominal
Note on D20: Dynamic tranfer from C0.
Note on X21: DWA Future Marginal Water Cost (2010) Appendix D - Water availibility.
Note on R23: Fadiel Ahjum: weighted transfer price
Note on D26: DWA Future Marginal Water Cost (2010) rfeer to Appendix C1 + 200 Mm3/a : peak ZZ allocation (195 Mm3/a) in year 2015. From 2006 until 2015.
Note on X26: Fadiel Ahjum: nominal
Note on AE27: Arbitrary value ( ~0.03kWh/m3) Needed to prevent switching between C0
Note on D30: Available yield for transfer to Vaal = 517-227 (Orange River requirment). DWA Future Marginal Cost Study (2010).
Note on X30: 20% losses with canal 10% losses with pipeline
Note on Z30: 5 yrs for dam. 3yr for dam to deliver full yield.
Note on Z31: for full yield
Note on D34: DWA Future Marginal Water Cost (2010) Appendix D - Water availibility + 287 EWR Constraint: EWR increased by 200 Mm3/a (Appendix D pg 2) when D1 at full capacity: ActD0 <= CapD0 - ActD1 *(EWR-D0/CapD1)
Note on X34: Fadiel Ahjum: nominal
Note on D35: Fadiel Ahjum: shared resource with Upper Vaal
Note on Q35: Delivery cost included in plant investment cost.
Note on Z35: Construction period 5 yrs + 3 yrs to deliver full yield. DWA (2010)
Note on B52: Gravity pipeline from Lephalale for Phase 1 only
Note on B57: ?Not needed as delivery cost assumed incorporated in plant CAPex. Refer to Savaanah EIA for CSP plant.
Note on X57: losses accounted in supply
Note on Z59: Guess

## TechWATv5 (supwat5)
|  |  | irate | drate |  | adc rate | om rate | elc cost (ZAR/kWh) | Diesel cost | Tanker fuel efficiency | Tanker capacity | Avg distance for return trip. | CV of Diesel | Load factor |  | Water charges |  |  |  | Conversion factor
|  | Climate Scenario | % | % |  | % | % | ZAR/kWh | ZAR/L | MJ/t.km | m3 | km | MJ/L |  |  | WRM |  |  | from: | kWh/m3 | l/kWh | [11 empty] | 0.049752
|  | #REF! | 12.5% | 8% |  | 30% | 0.265% | 0.5 | 13 | 2 | 18 | 300 | 35.94 | 50% |  | mZAR/Mm3 |  |  | to: | PJ/Mm3 | Mm3/PJ
|  |  | repay | life |  |  | truck | [8 empty] | 0.02 |  |  |  | 0.0036 | 0.27778
|  |  | years | years |  |  | 5% | [12 empty] | 0.027778
|  |  | 25 | 40
Table 22 |  | · Unless otherwise specified the annual maintenance cost (MC) was estimated at approximately 0.265% of the capital cost (DWA, 2010). | [18 empty] | TIMES | [9 empty] | Supply+Delivery
Estimated unit water cost (UWC) for planned bulk water supply infrastructure to four regions critical for future power generation (Prices in Rand 2010) | [20 empty] | Supply | [11 empty] | ELC | ODS |  |  |  | elc | diesel
Water Supply Region |  | Scheme Description | ID | Scheme Yield (M.m3/a) 2010 | Scheme Yield (M.m3/a) 2050 | Energy Requirement | Capital Cost | Annual O&M Cost | CUC* | ADC$ | OMC | EC# | UWC (R/m3/a) | Net UWC (R/m3/a) | Note |  |  |  | Net UWC (R/m3/a) |  | ZAR 2010 factor |  | mZAR/Mm3 |  |  | yrs | yrs | yrs | Mm3 |  | mZAR/Mm3 | mZAR/Mm3/a | PJ/Mm3 | PJ/Mm3 | Climate Adj 2050 | mZAR/Mm3 | mZAR | PJ/Mm3 | PJ/Mm3
[6 empty] | (kWh/m3) | (R x 106) | (R x 106) | (R x 106) | (R x 106) | (R x 106) | (R x 106) | [8 empty] | 0.8463 |  | ACT_COST | PRC_RESID | ACT_EFF | PRC_NOFF:BOH | NCAP_ILED | NCAP_TLIFE | ACT_BND | CAP_BND | NCAP_COST | NCAP_FOM | PRC_ACTFLO | PRC_ACTFLO |  | NCAP_COST | NCAP_FOM | PRACT_FLO | PRACT_FLO
Lephalale |  | Existing | A0 | 25.1 | 24.598 | [15 empty] | eps | WMIN-A0 | 0.59625 |  | 0.98 |  |  | 100 | 25.1 |  |  | 0.59625 |  |  | 1.0204
[21 empty] | 0.001 | WMIN0-A2 | [5 empty] | 100 | 40 | [5 empty] | 1.0204
|  | Mokolo Croc Phase 1 | A1 | 28.6 | 28.028 | 0.85 | 1758.611 | 4.6603 | 232.0372 | 13.1896 | 4.6603 | 12.155 | 9.1623 | 9.1623 |  |  | 0 |  | 9.5539 |  |  | WMIN-A1 | 0.02 |  | 0.98 | 2006 | 3 | 100 | 28.6 | 28.601 | 63.9442 | 0.37806 | 0.00296 |  | 1.0204
| Crocodile river | Mokolo Croc Phase 2 pipeline | A2 | 75 | 75 | 0.8 | 8173.7788 | 21.6605 | 1078.4765 | 61.3033 | 21.6605 | 30 | 15.8859 | 15.8859 |  | 165 | 0 |  | 15.8859 |  | MIP | U2WAT-A | 0.02 |  | 0.98 | 2010 | 6 | 100 | 75 | 150 | 108.9837 | 0.30881 | 0.00308 |  | 1
| Vaal Dam | Reuse and transfer from Vaal | A3 | 126 | 123.48 | 0.87 | 1216.1328 | 3.2228 | 160.4607 | 9.121 | 3.2228 | 54.81 | 1.8065 | 11.0265 | 1 |  | 9.22 |  | 11.0265 |  |  | WMIN-A3 | 0.02 |  | 0.9 | 2010 | 9 | 100 | 126 | 126.001 | 9.6518 | 0.045577 | 0.003132 |  | 1.0204
| LHWP II (Polihali Dam) | Transfer from Vaal | A4 | 90 | 88.2 | 1 | 2561.7495 | 6.7886 | 338.006 | 19.2131 | 6.7886 | 45 | 4.5445 | 13.7645 | 1 |  | 9.22 |  | 14.1561 |  |  | WMIN-A4 | 0.02 |  | 0.9 | 2010 | 10 | 100 | 90 | 90.001 | 28.4639 | 0.095429 | 0.0036 |  | 1.0204
|  | Transfer from Zambezi | A5 | 100 | 98 | 2.44 | 14469.1879 | 38.3433 | 1909.1144 | 108.5189 | 38.3433 | 122 | 21.7798 | 26.7798 | 2 |  | 5 |  | 27.1713 |  |  | WMIN-A5 | [6 empty] | 0 | [5 empty] | 1.0204
|  | Desalination of seawater | A6 | 100 | 100 | 13.82 | 20895.9886 | 55.3744 | 2757.0886 | 156.7199 | 55.3744 | 691 | 36.6018 | 34.6018 | 3 |  | -2 |  | 34.6018 |  |  | WMIN-A6 | 0 |  | 1 | 2025 | 10 | 40 | -1 |  | 208.9599 | 0.55374 | 0.049752 |  | 1
|  | Desalination of seawater MIP | A6B | 15 | 15 | [15 empty] | MIP | WMIN-A6B | 0 |  | 1 | 2025 | 10 | 40 | -1 |  | 250.7519 | 0.55374 | 0.049752
Upper Olifants |  | Existing | B0 | 400 | 398 | [16 empty] | WMIN-B0 | 1.4203 |  | 0.95 |  |  | 100 | 400 |  |  | 1.4203 |  |  | 1.005
| Vaal Dam | Vaal eskom transfer | B0-UX | 230 | 228.85 | [16 empty] | WMIN-B0-UX | 0.98127 |  |  |  |  | 100 | 230 |  |  | 0.98127 |  |  | 1.005
|  | Olifants Dam | B1 | 55 | 54.725 | 0 | 1240.6755 | 3.2878 | 163.699 | 9.3051 | 3.2878 | 0 | 3.2053 | 3.2053 |  |  | 0 |  | 17.6424 |  |  | WMIN-B1 | 0.02 |  | 0.95 | 2010 | 3 | 100 | 55 | 55.001 | 111.1089 | 0.31444 | 0.001476 |  | 1.005
|  | Use of acid mine drainage | B2 | 31 | 30.845 | 2.2 | 1636.7438 | 4.3374 | 215.9576 | 12.2756 | 4.3374 | 34.1 | 8.6023 | 6.6023 | 3 |  | -2 |  | 8.9779 |  |  | WMIN-B2 | 0.02 |  | 0.95 | 2010 | 2.5 | 100 | 31 | 31.001 | 66.3249 | 0.15992 | 0.00792 |  | 1.005
| Vaal Dam | Transfer from Vaal River | B3 | 190 | 189.05 | 1.07 | 4280.5844 | 11.3435 | 564.795 | 32.1044 | 11.3435 | 101.65 | 3.7363 | 8.1563 | 4 |  | 4.42 |  | 10.5319 |  |  | WMIN-B3 | 0.02 |  | 0.95 | 2010 | 4 | 100 | 190 | 190.001 | 22.5294 | 0.079703 | 0.003852 |  | 1.005
|  | Transfer from Zambezi River | B4 | 95 | 94.525 | 3.6 | 18552.5844 | 49.1643 | 2447.8918 | 139.1444 | 49.1643 | 171 | 29.5495 | 34.5495 | 2 |  | 5 |  | 52.2104 |  |  | WMIN-B4 | [6 empty] | 0 |  |  | 0.51752 |  |  | 1.005
|  | Desalination of seawater | B5 | 100 | 99.5 | 13.82 | 14210.2201 | 37.6571 | 1874.9453 | 106.5767 | 37.6571 | 691 | 27.1018 | 25.1018 | 3 |  | -2 |  | 25.1018 |  |  | WMIN-B5 | 0 |  | 1 | 2020 | 10 | 40 | -1 |  | 142.1022 | 0.37657 | 0.049752 |  | 1.005
Upper Vaal | Vaal Dam | Existing | C0 | 3523 | 3523 | [16 empty] | WMIN-C0 | 0.439 |  | 0.95 |  |  | 100 | 3523 |  |  | 0.439 |  |  | 1 | No associated delivery. Direct to Vaal dam?
|  | LHWP II (Polihali Dam) | C1 | 437 | 437 | 0 | 11947.2144 | 31.6601 | 1576.3566 | 89.6041 | 31.6601 | 0 | 3.8847 | 3.8847 | 5 |  | 0 |  | 3.8847 |  |  | WMIN-C1 | 0.02 |  | 0.9 | 2010 | 7 | 100 | 437 | 437.001 | 27.3392 | 0.092449 | 0.0001 |  | 1
|  | Use of AMD | C2 | 38 | 38 | 2.51 | 1819.5446 | 4.8218 | 240.077 | 13.6466 | 4.8218 | 47.69 | 8.0588 | 6.0588 | 3 |  | -2 |  | 6.0588 |  |  | WMIN-C2 | 0.02 |  | 1 | 2010 | 3 | 100 | 38 | 38.001 | 47.8828 | 0.14689 | 0.009036 |  | 1
|  | Thukela-Vaal Transfer | C3 | 522 | 522 | 3.35 | 21975.8672 | 58.236 | 2899.5715 | 164.819 | 58.236 | 874.35 | 7.657 | 7.657 |  |  | 0 |  | 7.657 |  |  | WMIN-C3 | 0.02 |  | 0.9 | 2010 | 7 | 100 | 522 | 522.001 | 42.0994 | 0.13156 | 0.01206 |  | 1
| Boskraai Dam (50%) | Orange-Vaal transfer | C4 | 288.596 | 288.596 | 1.99 | 15671.331 | 41.529 | 2067.7293 | 117.535 | 41.529 | 287.153 | 8.711 | 8.711 |  |  | 0 |  | 8.711 |  |  | WMIN-C4 | 0.02 |  | 0.9 | 2010 | 8 | 100 | 288.596 | 288.597 | 54.302 | 0.1639 | 0.007164 |  | 1
|  | Mzimvubu transfer scheme | C5 | 631 | 631 | 4.38 | 41567.7078 | 110.1544 | 5484.5864 | 311.7578 | 110.1544 | 1381.89 | 11.5505 | 11.5505 |  |  | 0 |  | 11.5505 |  |  | WMIN-C5 | 0.02 |  | 0.8 | 2010 | 10 | 100 | 631 | 631.001 | 65.8759 | 0.19457 | 0.015768 |  | 1 | [9 empty] | 28.6
|  | Transfer from Zambezi | C6 | 650 | 650 | 4.21 | 52253.9355 | 138.4729 | 6894.564 | 391.9045 | 138.4729 | 1368.25 | 13.528 | 18.528 | 2 |  | 5 |  | 18.528 |  |  | WMIN-C6 | [6 empty] | 0 |  |  | 0.21304 |  |  | 1 | [8 empty] | Region A | (Mm3/a)
|  | Desalination of seawater | C7 | 100 | 100 | 13.6 | 7830.8121 | 20.7517 | 1033.2243 | 58.7311 | 20.7517 | 680 | 17.9271 | 15.9271 | 3 |  | -2 |  | 15.9271 |  |  | WMIN-C7 | 0 |  | 1 | 2020 | 10 | 40 | -1 |  | 78.3081 | 0.20752 | 0.04896 |  | 1 | [8 empty] | Mokolo dam | 39
Lower Orange |  | Existing | D0 | 4130.5 | 4130.5 | [9 empty] | 0 | [6 empty] | WMIN-D0 | 0.1736 |  | 0.95 |  |  | 100 | 4130.5 |  |  | 0.1736 |  |  | 1 | Delivery modelled separatedly | [7 empty] | irrigation | 10.4
| Boskraai Dam (55%) | Boskraai Dam (55%) | D1 | 515.35 | 515.35 | 0 | 2677.7929 | 7.0962 | 353.3172 | 20.0834 | 7.0962 | 0 | 0.73833 | 0.73833 |  |  | 0 |  | 4.8133 |  |  | WMIN-D1 | 0.02 |  | 0.9 | 2010 | 8 | 100 | 515.35 | 515.351 | 5.1961 | 0.03377 | 0
| Boskraai Dam Phase 2 (full yield) | Boskraai Dam (full yield) | D2 | 421.65 | 421.65 | 0 | 3286.3822 | 8.7089 | 433.6166 | 24.6479 | 8.7089 | 0 | 1.1075 | 1.1075 |  |  | 0 | CSP | 5.1824 |  |  | WMIN-D2 | 0.02 |  | 0.9 | 2010 | 8 | 100 | 421.65 | 421.651 | 7.7941 | 0.040654 | 0 |  | 1 | [8 empty] | Phase 1a | 14 |  |  | Return flows from Vaal to Lephalale | 126.01 |  | C0->A3
|  | Mzimvubu kraai Transfer | D3 | 165 | 165 | 5.26 | 4370.2922 | 11.5813 | 576.6314 | 32.7772 | 11.5813 | 433.95 | 6.3936 | 6.3936 |  |  | 0 |  | 10.4685 |  |  | WMIN-D3 | 0.02 |  | 0.95 | 2010 | 7 | 100 | 165 | 165.001 | 26.4866 | 0.09019 | 0.018936 |  | 1 | [8 empty] | Phase 1b | 28.6 | 10.4 |  | transfer to olifants | 190 |  | C0->B3
|  | Desalination of seawater | D4 | 100 | 100 | 14.1 | 11174.5427 | 29.6125 | 1474.4076 | 83.8091 | 29.6125 | 705 | 22.9283 | 22.9283 |  |  | 0 |  | 22.9283 |  |  | WMIN-D4 | 0 |  | 1 | 2010 | 10 | 40 | -1 |  | 111.7454 | 0.29613 | 0.05076 |  | 1
Lesotho |  | LHWP II (Polihali Dam) | LP
|  | Boskraai Dam (55%) | LB1 | 515.35 | 515.35 | 0 | 2677.7929 | 7.0962 | 353.3172 | 20.0834 | 7.0962 | 0 | 0.73833 | 0.73833
|  | Boskraai Dam (full yield) | LB2 | 421.65 | 421.65 | 0 | 3286.3822 | 8.7089 | 433.6166 | 24.6479 | 8.7089 | 0 | 1.1075 | 1.1075
Notes: | [17 empty] | truck | 114.4879
* Annual capital loan repayment over a period of 25 years at 12% interest | [8 empty] | 517 | [9 empty] | 119.774
$ Assumes 30% depreciation portion and an average lifetime of 40 years | [18 empty] | 136.3087
# Based on R0.50 /kWh electricity cost. | [8 empty] | 5964.1751 | 1.202 | [7 empty] | pipeline | 10.2368
1 Requires additional cost of transfer to Lephalale | [8 empty] | 290 | [9 empty] | 15.5229
2 R5/m3 royalties for transfer from Zambezi | [8 empty] | 227 | [9 empty] | 32.0576
3 Excludes R2/m3 water treatment cost
4 Additional cost of water from LHWPII
5 Excludes cost for hydropower station
Table 23
Estimated unit water cost for delivery of water from bulk infrastructure supply scheme to power plant location. (ZAR 2010)
Region |  | Description of Final Delivery from Bulk water scheme to power plant | ID | Annual Supply (M.m3) |  | Capital Cost | O & M Cost | Energy Requirement (kWh/m3) | Fuel Cost (R x 106) | CUC* | ADC$ | OMC | EC# | UWC (R/m3/a)
[6 empty] | (R x 106) | (R x 106/a) |  |  | (R x 106) | (R x 106) | (R x 106) | (R x 106) | [7 empty] | Delivery
Lephalale (Limpopo) |  | Gravity pipeline from Lephalale | A1 | 30 |  | 73.6281 | 0.19511 | 0 |  | 11 | 0.55221 | 0.19511 | 0 | 0.39158 | [12 empty] | 1 | 40 | -1 |  | 2.4543 | 0.19511 | 0 |  | 1
Upper Olifants |  | Pipeline from Olifants Dam | B1 | 30 |  | 2656.5351 | 7.0398 | 0.41 |  | 400 | 19.924 | 7.0398 | 6.15 | 14.4371 | [13 empty] | 40 | -1 |  | 88.5512 | 0.23466 | 0.001476 |  | 1
|  | Reuse AMD - pipeline from dam in Upper Olifants | B2 | 30 |  | 405.8008 | 1.0754 | 0.41 |  | 61 | 3.0435 | 1.0754 | 6.15 | 2.3756 | [13 empty] | 40 | -1 |  | 13.5267 | 0.035846 | 0.001476 |  | 1
|  | Import Vaal Dam - pipeline from dam in Upper Olifants | B3 | 30 |  | 405.8008 | 1.0754 | 0.41 |  | 61 | 3.0435 | 1.0754 | 6.15 | 2.3756 | [13 empty] | 40 | -1 |  | 13.5267 | 0.035846 | 0.001476 |  | 1
|  | Zambezi water - pipeline from Mokopane | B4 | 30 |  | 3165.1613 | 8.3877 | 1.38 |  | 477 | 23.7387 | 8.3877 | 20.7 | 17.6609 | [13 empty] | 40 | -1 |  | 105.5054 | 0.27959 | 0.004968 |  | 1
Lower Orange |  | CSP - Pipeline pumping directly from Orange River | D1 | 0.27 |  | 5.6194 | 0.014891 | 0.32 |  | 1 | 0.042146 | 0.014891 | 0.0432 | 4.075 | [6 empty] | MIP | U1WA-P1-D1 |  |  | 0.99 |  | 1 | 20 | -1 |  | 20.8127 | 0.055154 | 0.001152 |  | 1
|  | Hydraulic fracturing – road transport | D2 | 0.015 |  | 1.2694 | 0.063472 |  | 1.6277 | 0 | 0.0095209 | 0.063472 | 1.6277 | 113.3804 | [7 empty] | U3WA-P1-D2 |  |  | 0.98 |  | 1 | 10 | -1 |  | 84.63 | 4.2315 |  | 0.3 | 1
|  | Hydraulic fracturing - pipeline | D3 | 50 |  | 8173.7788 | 21.6605 | 1.3 |  | 341 | 61.3033 | 21.6605 | 32.5 | 9.1293 | [7 empty] | U2WA-P1-D2 |  |  | 0.99 |  | 5 | 50 | 50 |  | 163.4756 | 0.43321 | 0.00468 |  | 1
|  | Hydraulic fracturing - groundwater | D4 | 0.1 |  | 2.6235 | 0.0069524 | 4.01 |  | 0 | 0.019676 | 0.0069524 | 0.2005 | 2.2713 | [7 empty] | WMIN-DK0 | 0.02 |  | 0.98 |  | 1 | 1 | 1 |  | 26.2353 | 0.089524 | 0.014436 |  | 1
*Annual capital loan repayment over a period of 25 years at 12% interest
$Assumes 30% depreciation portion and an average lifetime of 40 years
#Using R0.50 /kWh electricity cost. | [31 empty] | Truck tranport energy cost estimate
[33 empty] | t.km with load factor | 2700
|  | Constraints | [30 empty] | total MJ | 5400
|  | Vaal river water transfers and EWR |  | Mm3 |  | stipulation | Scheme | Constraint factor | RHS | RHS unit | capbnds | [20 empty] | Truck transport efficiency | MJ/m3 | 300
|  | EWR Vaal | MAXA-WMINC0 | 130 |  | LHWP II (Polihali Dam) in place | C0 | 0.29748 | 3523 | Yield | [22 empty] | PJ/Mm3 | 0.3
|  | EWR: Orange | MAXA-WMIND0 | 200 |  |  | D0->D1 | 0.38809 | 4130.5 | Yield
|  | WMIN-A1: Exxaro pipeline redundant when Phase 1 at full capacity. | MAXA-WMINA0 |  |  |  | A0->A1 | 0.51049 | 25.1 | Yield
|  | WMIN-A2: constraint to prevent A2 starting before A1 | MINC-WMINA1-U2 | 100 |  |  | A1->A2 | -7.8671 | 100 | Yield | 300
SUPWAT5
Constraints
|  | EWR: Orange | MAXA-WMIND0 | 200 |  |  | D0->D1 | 0.28159 | 4130.5 | Yield
|  |  | Boskraai | Notes:
|  | Catchment | Lesotho
|  | Supply regions | Orange-Vaal
|  | Yield | 937
|  | Cost milZAR | 4962 | 2012 ZAR
|  | Phase 1 (55%) | 515.35
Phase2 (full yield)
[39 empty] | 2014ZAR? | Pipeline capacity | 30 | 45 | 55 | 65 | 75 | 87 | 100 | 0.0433 | 75 | 2010ZAR
[40 empty] | Pipeline Cost | 8.3 | 8.8 | 9.3 | 9.8 | 10.1 | 10.7 | 11.3 | 6.9323 | 10.1798 | 8173.7788
MIP DESAL option estimate for 20 Mm3/a pipeline by inflating unit cap cost by 20%
Boskraai Dam:
This option comprises a combination of the Bosberg and Kraai river dams, with the two dams being at the same FSL, which is above the height of the Partition saddle. This option has the advantage that the large flows in the Orange River can be stored in the large storage capacity in the Kraai river portion of the basin, providing a larger yield that can be provided by the two dams separately. The two dams will act as a single reservoir as water from one basin will spill over to the other at 1 365 masl and higher.
For the purpose of this study, a FSL of 1 385 masl giving an active storage of 10 700 million m3 and an HFY of 937 million m3/a, has been adopted. A saddle is required left of the Kraai Dam at a FSL of 1 385 to prevent spilling. A cost model that was previously prepared for the ORRS in 1994, for a rollcrete dam at full supply level of 1 385 masl was reviewed. The rates used in April 1994, were escalated by a factor of 3.55 to determine 2012 rates. It was established that the previous study failed to identify significant lengths of major road which would have to be relocated, and appropriate costs were added to the estimate.
The total capital cost estimate for the Boskraai Dam with FSL 1385 is R4 962 million. The historic firm yield is 937 million m³/a, giving a URV of R 0.56/m³ at 8% discount rate.
Department of Water Affairs, South Africa, 2013. DEVELOPMENT OF
RECONCILLIATION STRATEGIES FOR LARGE BULK WATER SUPPLY
SYSTEMS: ORANGE RIVER
FINAL RECONCILIATION STRATEGY (NOVEMBER 2014)
Item 6.2.4 - Mokolo-Crocodile Water Augmentation project:
Continuation of the Crocodile West Water Supply System Reconciliation Strategy – SSC 8 Mokolo-Crocodile Water Augmentation Project 4 March 2015 Presented by: Ockie van den Berg Chief Engineer: Options Analysis Department of Water and Sanitation
Note on I3: Industrial Tariff estimate (2014)
Note on K3: Alternative estimate from Adrian
Note on N3: the_energy_and_fuel_data_sheet
Note on X9: criteria search row
Note on X11: Included as FOM cost
Note on Z11: From DWA future marginal cost study (2010) Not used in Model but be used to indicate total water resource requirement inclusive of losses.
Note on AB11: From DWA future marginal cost study (2010)
Note on AG11: Includes ACT_COST component
Note on E12: DWA Future Marginal Water Cost (2010) Apdx E Existing Exxaro pipeline + 10.4 Mm3/a for irrigation
Note on Z12: Fadiel Ahjum: nominal
Note on E14: Pipeline capacity Ccap capacity. Addionalt yield only increased by 14 Mm3. Other 14.7 Mm3 comes from Exxaro pipline made redundant.
Note on Z14: DWA Future Marginal Water Cost (2010) Appendix E - Water availibility.
Note on AH14: + or - adjustment factor to 'assist' scheme ordering
Note on E15: Supply comprises 40Mm3/a from Crocodile river with remaining volumes being return flows from JHB municiplality (WMIN-A3). Pipeline capacity: Summary of what was presented at SSC7.(2015) ppt from Ian Midgely Selected 100Mm3/a transfer capacity as ithe cheaper option per unit water.
Note on Q15: Fadiel Ahjum: pipeline capacity limit
Note on AB15: = 3 + 3 first 3 yrs allows for phase 1 completion
Note on B16: Not actually dam waters but return flows Lumped as resource originating from dam.
Note on E17: Linked to commissioning of scheme C1
Note on AB19: set to 10 yrs to include construction of inland conveyance
Note on AF20: Fadiel Ahjum: MIP DESAL option estimate for 20 Mm3/a pipeline by inflating unit cap cost by 20%
Note on E21: Upper Olifants. Alternate value taken from Development of a Reconciliation Strategy for the Olifants River Water Supply System (DWA,2011) Table 4.12
Note on Z21: Fadiel Ahjum: nominal
Note on E22: Dynamic tranfer from C0.
Note on Z23: DWA Future Marginal Water Cost (2010) Appendix D - Water availibility.
Note on T25: Fadiel Ahjum: weighted transfer price
Note on E28: DWA Future Marginal Water Cost (2010) rfeer to Appendix C1 + 200 Mm3/a : peak ZZ allocation (195 Mm3/a) in year 2015. From 2006 until 2015.
Note on Z28: Fadiel Ahjum: nominal
Note on AH29: Arbitrary value ( ~0.03kWh/m3) Needed to prevent switching between C0
Note on E32: Available yield for transfer to Vaal = 517-227 (Orange River requirment). DWA Future Marginal Cost Study (2010).
Note on H32: Estimate of conveyance costs excl. dam.
Note on Z32: 20% losses with canal 10% losses with pipeline
Note on AB32: 5 yrs for dam. 3yr for dam to deliver full yield.
Note on AB33: for full yield
Note on E36: DWA Future Marginal Water Cost (2010) Appendix D - Water availibility + 287 EWR Constraint: EWR increased by 200 Mm3/a (Appendix D pg 2) when D1 at full capacity: ActD0 <= CapD0 - ActD1 *(EWR-D0/CapD1)
Note on Z36: Fadiel Ahjum: nominal
Note on H37: Estimate of dam costs.
Note on E38: Fadiel Ahjum: shared resource with Upper Vaal
Note on S38: Delivery cost included in plant investment cost.
Note on AB38: Construction period 5 yrs + 3 yrs to deliver full yield. DWA (2010)
Note on H42: Estimate of dam costs.
Note on E43: Fadiel Ahjum: shared resource with Upper Vaal
Note on C58: Gravity pipeline from Lephalale for Phase 1 only
Note on C63: ?Not needed as delivery cost assumed incorporated in plant CAPex. Refer to Savaanah EIA for CSP plant.
Note on Z63: losses accounted in supply
Note on AB65: Guess
Note on C88: Modelling assumption 55% aproximates original yield in 2010 DWA study

## FromCGE
base
1 | Greenshoots | [17 empty] | Value Added by Sector in 2007 Rands
2 | SO Moderate | [17 empty] | SO Low | 4
3 | Weathering the Storm
4 | SO Low | [6 empty] | base | Greenshoots | SO Moderate | Weathering the Storm | SO Low
[19 empty] | Code | AGR | IMI | IIS | INM | INF | ICP | IPP | IFB | IOT | COM | TRA
[19 empty] | GDP comparisons | 46 | 120 | 305 | 268 | 342 | 231 | 194 | 157 | 379 | 83 | 416
d0: gdp | [7 empty] | Growth | [11 empty] | Agriculture | Mining | Iron and Steel | Non Metallic Minerals | Non Ferous Metals | Chemicals | Pulp and Paper | Food and Beverages | Other | Commerce | Freight
tsGDP |  | base | sim1 | sim2 | sim3 | sim4 | [12 empty] | 2006 | 53.9512 | 152.2876 | 24.4248 | 11.4694 | 11.901 | 48.763 | 10.4757 | 54.7285 | 166.4106 | 1042.5863 | 93.7665
| 2007 | 1763.1559 | 1763.1559 | 1763.1559 | 1763.1559 | 1763.1559 |  |  | Greenshoots | SO Moderate | Weathering the Storm | SO Low | [6 empty] | 2007 | 54.8856 | 155.6798 | 23.5565 | 11.6656 | 11.7904 | 49.701 | 10.7739 | 56.1441 | 170.9135 | 1069.5626 | 96.206 |  | 62.52%
| 2008 | 1804.5324 | 1804.5324 | 1804.5324 | 1804.5324 | 1804.5324 |  | 2008 | 2.347% | 2.347% | 2.347% | 2.347% | [6 empty] | 2008 | 55.8363 | 159.1476 | 22.719 | 11.8651 | 11.6808 | 50.657 | 11.0806 | 57.5962 | 175.5382 | 1097.2368 | 98.709 |  | 62.63%
| 2009 | 1845.898 | 1845.897 | 1845.8964 | 1845.8978 | 1845.8969 |  | 2009 | 2.292% | 2.292% | 2.292% | 2.292% | [6 empty] | 2009 | 56.8935 | 162.5391 | 21.7997 | 12.0875 | 11.3718 | 51.5544 | 11.4054 | 59.2362 | 180.3414 | 1125.1545 | 101.277 |  | 62.73%
| 2010 | 1888.313 | 1888.3148 | 1888.3157 | 1888.3134 | 1888.3151 |  | 2010 | 2.298% | 2.298% | 2.298% | 2.298% | [6 empty] | 2010 | 57.9995 | 166.233 | 20.9063 | 12.3235 | 10.924 | 52.4468 | 11.7328 | 60.8015 | 185.1394 | 1153.704 | 103.8785 |  | 62.83%
| 2011 | 1931.1103 | 1931.1213 | 1931.1272 | 1931.1126 | 1931.1229 |  | 2011 | 2.267% | 2.267% | 2.267% | 2.267% | [6 empty] | 2011 | 59.1868 | 169.9283 | 19.9196 | 12.5752 | 10.2896 | 53.2384 | 12.0701 | 62.4679 | 190.0504 | 1182.6884 | 106.5594 |  | 62.94%
| 2012 | 1973.9185 | 1973.9429 | 1973.9259 | 1973.8933 | 1973.9465 |  | 2012 | 2.217% | 2.216% | 2.215% | 2.218% | [6 empty] | 2012 | 60.2967 | 174.0602 | 19.1807 | 12.8196 | 9.632 | 54.1252 | 12.3965 | 63.9766 | 194.7406 | 1211.2983 | 109.147 |  | 63.03%
| 2013 | 2015.8294 | 2015.8735 | 2015.8927 | 2015.8334 | 2015.8801 |  | 2013 | 2.124% | 2.126% | 2.125% | 2.124% | [6 empty] | 2013 | 61.2433 | 178.2201 | 18.7464 | 13.0464 | 9.0361 | 55.1496 | 12.6994 | 65.2181 | 199.0537 | 1238.8785 | 111.5015 |  | 63.12%
| 2014 | 2056.4784 | 2125.2286 | 2134.6485 | 2083.8442 | 2128.2479 |  | 2014 | 5.425% | 5.891% | 3.374% | 5.574% | [6 empty] | 2014 | 63.2276 | 184.7609 | 19.2477 | 13.8515 | 8.8131 | 58.3419 | 13.5329 | 68.4737 | 211.731 | 1312.4677 | 118.1482 |  | 63.32%
| 2015 | 2098.7147 | 2243.4568 | 2264.7661 | 2156.1053 | 2250.8628 |  | 2015 | 5.563% | 6.096% | 3.468% | 5.761% | [6 empty] | 2015 | 65.4861 | 190.5642 | 20.2123 | 14.735 | 8.7262 | 61.873 | 14.4425 | 72.0617 | 225.4722 | 1393.3196 | 125.3161 |  | 63.56%
| 2016 | 2143.7899 | 2372.9121 | 2408.0828 | 2233.9288 | 2385.4458 |  | 2016 | 5.77% | 6.328% | 3.609% | 5.979% | [6 empty] | 2016 | 68.0255 | 197.4 | 21.4207 | 15.7072 | 8.705 | 65.8809 | 15.4507 | 75.8676 | 240.4669 | 1481.8432 | 133.1715 |  | 63.76%
| 2017 | 2190.2156 | 2512.3419 | 2564.3812 | 2315.8913 | 2531.8402 |  | 2017 | 5.876% | 6.491% | 3.669% | 6.137% | [6 empty] | 2017 | 70.8339 | 204.8467 | 22.7571 | 16.7648 | 8.6998 | 70.2596 | 16.5586 | 79.9849 | 256.8085 | 1578.114 | 141.7391 |  | 63.96%
| 2018 | 2237.9596 | 2662.5108 | 2732.6187 | 2402.2852 | 2689.1682 |  | 2018 | 5.977% | 6.561% | 3.73% | 6.214% | [6 empty] | 2018 | 74.4251 | 212.5603 | 24.1717 | 18.0265 | 8.7083 | 74.9361 | 17.7706 | 84.3434 | 274.796 | 1680.5007 | 151.2224 |  | 64.11%
| 2019 | 2285.9493 | 2822.817 | 2913.9736 | 2492.0512 | 2858.6481 |  | 2019 | 6.021% | 6.637% | 3.737% | 6.302% | [6 empty] | 2019 | 78.2297 | 220.7226 | 25.705 | 19.3795 | 8.7341 | 80.0008 | 19.086 | 89.0459 | 294.2097 | 1790.9156 | 161.4919 |  | 64.25%
| 2020 | 2335.2201 | 2982.932 | 3074.1398 | 2572.5299 | 3012.1997 |  | 2020 | 5.672% | 5.496% | 3.229% | 5.371% | [6 empty] | 2020 | 82.0763 | 229.1677 | 27.2459 | 20.6872 | 8.7669 | 84.8391 | 20.3245 | 93.4318 | 312.2143 | 1888.6471 | 170.4352 |  | 64.29%
| 2021 | 2384.3157 | 3152.9464 | 3251.7889 | 2654.6687 | 3173.3506 |  | 2021 | 5.7% | 5.779% | 3.193% | 5.35% | [6 empty] | 2021 | 86.0512 | 237.6872 | 29.0349 | 22.0687 | 8.8667 | 90.0904 | 21.6539 | 98.0299 | 331.3798 | 1991.8623 | 179.9303 |  | 64.32%
| 2022 | 2434.2993 | 3334.3537 | 3443.437 | 2740.0592 | 3345.2581 |  | 2022 | 5.754% | 5.894% | 3.217% | 5.417% | [6 empty] | 2022 | 90.1265 | 246.838 | 31.0905 | 23.5132 | 9.0578 | 95.8073 | 23.0487 | 102.7315 | 351.5696 | 2101.3141 | 189.9205 |  | 64.36%
| 2023 | 2484.1397 | 3524.3809 | 3647.2122 | 2827.325 | 3527.1891 |  | 2023 | 5.699% | 5.918% | 3.185% | 5.438% | [6 empty] | 2023 | 94.4205 | 256.334 | 33.157 | 25.0401 | 9.2542 | 101.7491 | 24.539 | 107.8387 | 373.1739 | 2217.4636 | 200.6138 |  | 64.39%
| 2024 | 2535.4412 | 3705.0372 | 3854.7657 | 2913.8054 | 3698.9258 |  | 2024 | 5.126% | 5.691% | 3.059% | 4.869% | [6 empty] | 2024 | 98.7854 | 265.0101 | 34.8734 | 26.4955 | 9.3572 | 107.083 | 25.9339 | 112.8045 | 393.6548 | 2324.1724 | 210.2481 |  | 64.41%
| 2025 | 2588.7386 | 3899.4425 | 4076.8453 | 3003.5299 | 3881.3934 |  | 2025 | 5.247% | 5.761% | 3.079% | 4.933% | [6 empty] | 2025 | 103.3309 | 274.0452 | 36.7062 | 28.0273 | 9.4757 | 112.7201 | 27.3947 | 117.9977 | 415.2996 | 2437.2127 | 220.4338 |  | 64.43%
| 2026 | 2644.6719 | 4105.7213 | 4318.8241 | 3095.3999 | 4076.5172 |  | 2026 | 5.29% | 5.935% | 3.059% | 5.027% | [6 empty] | 2026 | 108.1353 | 284.5213 | 38.8219 | 29.655 | 9.6688 | 118.8849 | 28.9504 | 123.411 | 438.2769 | 2558.0877 | 231.337 |  | 64.44%
| 2027 | 2700.6291 | 4328.4526 | 4582.4672 | 3188.909 | 4286.824 |  | 2027 | 5.425% | 6.105% | 3.021% | 5.159% | [6 empty] | 2027 | 113.292 | 295.9029 | 41.1085 | 31.4031 | 9.9036 | 125.5151 | 30.6245 | 129.2596 | 463.0969 | 2688.3815 | 243.1279 |  | 64.44%
| 2028 | 2756.074 | 4568.1667 | 4869.0431 | 3286.3753 | 4511.9072 |  | 2028 | 5.538% | 6.254% | 3.056% | 5.251% | [6 empty] | 2028 | 118.8638 | 308.2092 | 43.5483 | 33.2901 | 10.1689 | 132.6437 | 32.4362 | 135.7475 | 490.0973 | 2828.7384 | 255.9021 |  | 64.44%
| 2029 | 2811.6644 | 4802.2047 | 5112.8283 | 3362.2816 | 4666.9037 |  | 2029 | 5.123% | 5.007% | 2.31% | 3.435% | [6 empty] | 2029 | 123.7738 | 319.3172 | 45.6655 | 34.9417 | 10.4632 | 138.2383 | 33.8478 | 141.1973 | 511.4015 | 2917.3239 | 263.4939 |  | 64.26%
| 2030 | 2867.6582 | 5049.5977 | 5369.0714 | 3440.1477 | 4825.405 |  | 2030 | 5.152% | 5.012% | 2.316% | 3.396% | [6 empty] | 2030 | 128.7071 | 330.9694 | 47.8152 | 36.6047 | 10.7961 | 143.8431 | 35.2625 | 146.7315 | 533.3123 | 3008.171 | 271.2382 |  | 64.09%
| 2031 | 2928.4501 | 5314.0209 | 5639.5161 | 3521.0416 | 4989.2077 |  | 2031 | 5.237% | 5.037% | 2.351% | 3.395% | [6 empty] | 2031 | 133.7051 | 343.3501 | 50.0475 | 38.2815 | 11.1863 | 149.5431 | 36.6772 | 152.3201 | 555.7994 | 3101.7047 | 279.1877 |  | 63.93%
| 2032 | 2992.7108 | 5594.4072 | 5924.288 | 3603.8828 | 5157.4154 |  | 2032 | 5.276% | 5.05% | 2.353% | 3.371% | [6 empty] | 2032 | 138.7842 | 356.333 | 52.3278 | 39.9783 | 11.6265 | 155.3025 | 38.0987 | 158.0152 | 578.9054 | 3197.5549 | 287.3442 |  | 63.77%
| 2033 | 3059.933 | 5890.6231 | 6226.2565 | 3686.8624 | 5330.4482 |  | 2033 | 5.295% | 5.097% | 2.303% | 3.355% | [6 empty] | 2033 | 143.968 | 369.881 | 54.6935 | 41.7057 | 12.1263 | 161.1987 | 39.5332 | 163.8386 | 602.7158 | 3296.055 | 295.7251 |  | 63.61%
| 2034 | 3130.052 | 6172.0952 | 6465.3371 | 3764.0266 | 5485.3533 |  | 2034 | 4.778% | 3.84% | 2.093% | 2.906% | [6 empty] | 2034 | 148.7845 | 382.878 | 56.9616 | 43.3105 | 12.659 | 166.6514 | 40.8277 | 169.2598 | 624.8275 | 3382.9609 | 303.0305 |  | 63.44%
| 2035 | 3200.8715 | 6466.3352 | 6709.3029 | 3842.1852 | 5640.4897 |  | 2035 | 4.767% | 3.773% | 2.076% | 2.828% | [6 empty] | 2035 | 153.6074 | 396.9916 | 59.1216 | 44.9009 | 13.2288 | 171.8871 | 42.1031 | 174.7266 | 647.1291 | 3469.6298 | 310.3324 |  | 63.27%
| 2036 | 3273.4424 | 6776.8974 | 6959.6765 | 3922.2991 | 5795.8545 |  | 2036 | 4.803% | 3.732% | 2.085% | 2.754% | [6 empty] | 2036 | 158.4148 | 411.0547 | 61.3301 | 46.4921 | 13.8498 | 177.185 | 43.3518 | 180.2038 | 669.5993 | 3556.1867 | 317.5656 |  | 63.11%
| 2037 | 3344.4851 | 7096.8905 | 7209.347 | 3999.1889 | 5946.5563 |  | 2037 | 4.722% | 3.587% | 1.96% | 2.6% | [6 empty] | 2037 | 163.105 | 425.2528 | 63.4784 | 48.0468 | 14.5025 | 182.3183 | 44.5483 | 185.6477 | 691.8166 | 3639.9775 | 324.5118 |  | 62.94%
| 2038 | 3419.6346 | 7435.2464 | 7467.8125 | 4078.4002 | 6100.806 |  | 2038 | 4.768% | 3.585% | 1.981% | 2.594% | [6 empty] | 2038 | 167.9219 | 440.4203 | 65.6039 | 49.6201 | 15.198 | 187.4331 | 45.754 | 191.1645 | 714.4919 | 3725.3929 | 331.6319 |  | 62.77%
| 2039 | 3497.6635 | 7789.2318 | 7731.1803 | 4158.8424 | 6254.3637 |  | 2039 | 4.761% | 3.527% | 1.972% | 2.517% | [6 empty] | 2039 | 172.709 | 455.4809 | 67.8351 | 51.1877 | 15.9635 | 192.6909 | 46.9293 | 196.6439 | 737.2257 | 3810.2728 | 338.6251 |  | 62.61%
| 2040 | 3576.2924 | 8159.0039 | 7999.1433 | 4239.044 | 6406.6094 |  | 2040 | 4.747% | 3.466% | 1.928% | 2.434% | [6 empty] | 2040 | 177.4645 | 470.8911 | 69.9133 | 52.7332 | 16.7365 | 197.7089 | 48.066 | 202.1171 | 759.8546 | 3893.8816 | 345.4877 |  | 62.45%
|  | 1e-06 | 1e-06 | 1e-06 | 1e-06 | 1e-06 | [12 empty] | 2050 | 225.1744 | 618.3283 | 91.5469 | 68.4094 | 23.69 | 249.421 | 60.0369 | 256.9135 | 985.2036 | 4742.8899 | 415.9097
d1: Agriculture | Agriculture | 1e-06 | 1e-06 | 1e-06 | 1e-06 | 1e-06
tsAGR |  | base | sim1 | sim2 | sim3 | sim4
| 2007 | 54.8856 | 54.8856 | 54.8856 | 54.8856 | 54.8856 | [13 empty] | Agriculture | Mining | Iron and Steel | Non Metallic Minerals | Non Ferous Metals | Chemicals | Pulp and Paper | Food and Beverages | Other | Commerce | Freight
| 2008 | 55.8363 | 55.8363 | 55.8363 | 55.8363 | 55.8363 | [12 empty] | 2008 | 1.732% | 2.228% | -3.555% | 1.71% | -0.9295% | 1.924% | 2.846% | 2.587% | 2.706% | 2.587% | 2.602%
| 2009 | 56.8918 | 56.8933 | 56.8941 | 56.8921 | 56.8935 | [12 empty] | 2009 | 1.893% | 2.131% | -4.046% | 1.874% | -2.646% | 1.771% | 2.931% | 2.847% | 2.736% | 2.544% | 2.602%
| 2010 | 57.9954 | 57.999 | 58.0009 | 57.9961 | 57.9995 | [12 empty] | 2010 | 1.944% | 2.273% | -4.098% | 1.952% | -3.937% | 1.731% | 2.871% | 2.643% | 2.66% | 2.537% | 2.569%
| 2011 | 59.1798 | 59.1859 | 59.1893 | 59.181 | 59.1868 | [12 empty] | 2011 | 2.047% | 2.223% | -4.72% | 2.043% | -5.807% | 1.509% | 2.875% | 2.741% | 2.653% | 2.512% | 2.581%
| 2012 | 60.2859 | 60.2952 | 60.3013 | 60.2886 | 60.2967 | [12 empty] | 2012 | 1.875% | 2.432% | -3.71% | 1.944% | -6.392% | 1.666% | 2.704% | 2.415% | 2.468% | 2.419% | 2.428%
| 2013 | 61.2286 | 61.2413 | 61.2482 | 61.2309 | 61.2433 | [12 empty] | 2013 | 1.57% | 2.39% | -2.264% | 1.769% | -6.186% | 1.893% | 2.443% | 1.941% | 2.215% | 2.277% | 2.157%
| 2014 | 62.1119 | 62.517 | 63.0871 | 62.185 | 63.2276 | [12 empty] | 2014 | 3.24% | 3.67% | 2.674% | 6.171% | -2.468% | 5.789% | 6.563% | 4.992% | 6.369% | 5.94% | 5.961%
| 2015 | 63.0425 | 63.9852 | 65.2006 | 63.2419 | 65.4861 | [12 empty] | 2015 | 3.572% | 3.141% | 5.012% | 6.379% | -0.987% | 6.052% | 6.722% | 5.24% | 6.49% | 6.16% | 6.067%
| 2016 | 64.0349 | 65.6933 | 67.6416 | 64.4595 | 68.0255 | [12 empty] | 2016 | 3.878% | 3.587% | 5.979% | 6.597% | -0.243% | 6.477% | 6.981% | 5.282% | 6.65% | 6.353% | 6.269%
| 2017 | 65.0473 | 67.5901 | 70.3562 | 65.7755 | 70.8339 | [12 empty] | 2017 | 4.128% | 3.772% | 6.239% | 6.734% | -0.0594% | 6.646% | 7.17% | 5.427% | 6.796% | 6.497% | 6.434%
| 2018 | 66.6168 | 70.23 | 73.8563 | 67.7323 | 74.4251 | [12 empty] | 2018 | 5.07% | 3.766% | 6.216% | 7.526% | 0.09782% | 6.656% | 7.319% | 5.449% | 7.004% | 6.488% | 6.691%
| 2019 | 68.1391 | 72.7481 | 77.4175 | 69.6975 | 78.2297 | [12 empty] | 2019 | 5.112% | 3.84% | 6.343% | 7.506% | 0.2966% | 6.759% | 7.402% | 5.575% | 7.065% | 6.57% | 6.791%
| 2020 | 69.6136 | 75.31 | 80.9593 | 71.581 | 82.0763 | [12 empty] | 2020 | 4.917% | 3.826% | 5.995% | 6.748% | 0.375% | 6.048% | 6.489% | 4.925% | 6.12% | 5.457% | 5.538%
| 2021 | 70.9965 | 77.8832 | 84.6007 | 73.394 | 86.0512 | [12 empty] | 2021 | 4.843% | 3.718% | 6.566% | 6.678% | 1.139% | 6.19% | 6.541% | 4.921% | 6.139% | 5.465% | 5.571%
| 2022 | 72.4119 | 80.6077 | 88.375 | 75.2645 | 90.1265 | [12 empty] | 2022 | 4.736% | 3.85% | 7.08% | 6.546% | 2.155% | 6.346% | 6.441% | 4.796% | 6.093% | 5.495% | 5.552%
| 2023 | 73.7171 | 83.2853 | 92.3499 | 77.0602 | 94.4205 | [12 empty] | 2023 | 4.764% | 3.847% | 6.647% | 6.494% | 2.168% | 6.202% | 6.466% | 4.971% | 6.145% | 5.527% | 5.63%
| 2024 | 75.0368 | 85.9279 | 96.5308 | 78.8635 | 98.7854 | [12 empty] | 2024 | 4.623% | 3.385% | 5.177% | 5.812% | 1.113% | 5.242% | 5.685% | 4.605% | 5.488% | 4.812% | 4.802%
| 2025 | 76.3706 | 88.5282 | 100.9153 | 80.6796 | 103.3309 | [12 empty] | 2025 | 4.601% | 3.409% | 5.256% | 5.781% | 1.266% | 5.264% | 5.633% | 4.604% | 5.498% | 4.864% | 4.845%
| 2026 | 77.7572 | 91.2376 | 105.6927 | 82.5031 | 108.1353 | [12 empty] | 2026 | 4.65% | 3.823% | 5.764% | 5.807% | 2.037% | 5.469% | 5.679% | 4.588% | 5.533% | 4.96% | 4.946%
| 2027 | 79.0961 | 94.1466 | 110.9144 | 84.371 | 113.292 | [12 empty] | 2027 | 4.769% | 4% | 5.89% | 5.895% | 2.429% | 5.577% | 5.783% | 4.739% | 5.663% | 5.093% | 5.097%
| 2028 | 80.3797 | 97.3196 | 116.6468 | 86.3306 | 118.8638 | [12 empty] | 2028 | 4.918% | 4.159% | 5.935% | 6.009% | 2.678% | 5.679% | 5.916% | 5.019% | 5.83% | 5.221% | 5.254%
| 2029 | 81.6598 | 100.1847 | 122.1328 | 88.1198 | 123.7738 | [12 empty] | 2029 | 4.131% | 3.604% | 4.862% | 4.961% | 2.894% | 4.218% | 4.352% | 4.015% | 4.347% | 3.132% | 2.967%
| 2030 | 83.0893 | 103.1308 | 127.7896 | 89.9157 | 128.7071 | [12 empty] | 2030 | 3.986% | 3.649% | 4.707% | 4.759% | 3.182% | 4.054% | 4.179% | 3.919% | 4.284% | 3.114% | 2.939%
| 2031 | 84.5607 | 106.2372 | 133.6741 | 91.7613 | 133.7051 | [12 empty] | 2031 | 3.883% | 3.741% | 4.669% | 4.581% | 3.613% | 3.963% | 4.012% | 3.809% | 4.216% | 3.109% | 2.931%
| 2032 | 86.1306 | 109.4452 | 139.7813 | 93.6229 | 138.7842 | [12 empty] | 2032 | 3.799% | 3.781% | 4.556% | 4.432% | 3.936% | 3.851% | 3.876% | 3.739% | 4.157% | 3.09% | 2.922%
| 2033 | 87.783 | 112.7281 | 146.2073 | 95.4488 | 143.968 | [12 empty] | 2033 | 3.735% | 3.802% | 4.521% | 4.321% | 4.299% | 3.797% | 3.765% | 3.685% | 4.113% | 3.08% | 2.917%
| 2034 | 89.5091 | 115.4804 | 152.0993 | 96.925 | 148.7845 | [12 empty] | 2034 | 3.345% | 3.514% | 4.147% | 3.848% | 4.393% | 3.383% | 3.274% | 3.309% | 3.669% | 2.637% | 2.47%
| 2035 | 91.2453 | 118.2169 | 157.9629 | 98.3899 | 153.6074 | [12 empty] | 2035 | 3.242% | 3.686% | 3.792% | 3.672% | 4.502% | 3.142% | 3.124% | 3.23% | 3.569% | 2.562% | 2.41%
| 2036 | 93.017 | 121.0196 | 163.9131 | 99.9132 | 158.4148 | [12 empty] | 2036 | 3.13% | 3.542% | 3.736% | 3.544% | 4.694% | 3.082% | 2.966% | 3.135% | 3.472% | 2.495% | 2.331%
| 2037 | 94.7249 | 123.726 | 169.7337 | 101.3361 | 163.105 | [12 empty] | 2037 | 2.961% | 3.454% | 3.503% | 3.344% | 4.713% | 2.897% | 2.76% | 3.021% | 3.318% | 2.356% | 2.187%
| 2038 | 96.5486 | 126.5438 | 175.749 | 102.8203 | 167.9219 | [12 empty] | 2038 | 2.953% | 3.567% | 3.348% | 3.274% | 4.796% | 2.805% | 2.706% | 2.972% | 3.278% | 2.347% | 2.194%
| 2039 | 98.4404 | 129.3484 | 181.8205 | 104.3408 | 172.709 | [12 empty] | 2039 | 2.851% | 3.42% | 3.401% | 3.159% | 5.037% | 2.805% | 2.569% | 2.866% | 3.182% | 2.278% | 2.109%
| 2040 | 100.3449 | 132.1112 | 187.9558 | 105.8145 | 177.4645 | [12 empty] | 2040 | 2.753% | 3.383% | 3.064% | 3.019% | 4.842% | 2.604% | 2.422% | 2.783% | 3.069% | 2.194% | 2.027%
d2: Commerce | Commerce
tsCOM |  | base | sim1 | sim2 | sim3 | sim4
| 2007 | 1069.5626 | 1069.5626 | 1069.5626 | 1069.5626 | 1069.5626
| 2008 | 1097.2368 | 1097.2368 | 1097.2368 | 1097.2368 | 1097.2368
| 2009 | 1125.1289 | 1125.151 | 1125.1637 | 1125.1333 | 1125.1545
| 2010 | 1153.6468 | 1153.6964 | 1153.7243 | 1153.6568 | 1153.704
| 2011 | 1182.5946 | 1182.6759 | 1182.7217 | 1182.611 | 1182.6884
| 2012 | 1211.1593 | 1211.2799 | 1211.3268 | 1211.163 | 1211.2983
| 2013 | 1238.6943 | 1238.8541 | 1238.9397 | 1238.7226 | 1238.8785
| 2014 | 1265.6261 | 1317.3375 | 1317.9848 | 1285.5717 | 1312.4677
| 2015 | 1294.461 | 1402.723 | 1404.9774 | 1335.8436 | 1393.3196
| 2016 | 1325.0068 | 1495.7309 | 1500.623 | 1389.7481 | 1481.8432
| 2017 | 1356.5175 | 1596.0707 | 1604.8987 | 1446.5132 | 1578.114
| 2018 | 1388.0627 | 1703.2653 | 1716.0788 | 1505.417 | 1680.5007
| 2019 | 1419.962 | 1818.6901 | 1836.5122 | 1566.7546 | 1790.9156
| 2020 | 1452.6137 | 1934.0845 | 1942.0817 | 1621.4579 | 1888.6471
| 2021 | 1485.1704 | 2056.831 | 2061.0208 | 1677.3772 | 1991.8623
| 2022 | 1518.6482 | 2188.6115 | 2188.5978 | 1735.8777 | 2101.3141
| 2023 | 1551.8308 | 2327.1577 | 2324.3544 | 1795.4733 | 2217.4636
| 2024 | 1586.0142 | 2460.6669 | 2460.5468 | 1854.2492 | 2324.1724
| 2025 | 1621.3985 | 2601.6591 | 2605.7916 | 1915.2189 | 2437.2127
| 2026 | 1658.5037 | 2752.2324 | 2764.1239 | 1977.7289 | 2558.0877
| 2027 | 1695.627 | 2914.9058 | 2936.8009 | 2042.0276 | 2688.3815
| 2028 | 1732.517 | 3091.6226 | 3125.5807 | 2108.9631 | 2828.7384
| 2029 | 1769.6715 | 3265.6185 | 3282.3613 | 2159.192 | 2917.3239
| 2030 | 1808.1381 | 3450.2649 | 3447.4415 | 2210.7501 | 3008.171
| 2031 | 1848.7706 | 3648.0029 | 3621.5331 | 2264.39 | 3101.7047
| 2032 | 1891.6976 | 3858.2597 | 3804.0564 | 2319.2657 | 3197.5549
| 2033 | 1936.5426 | 4081.176 | 3997.412 | 2374.3818 | 3296.055
| 2034 | 1983.2535 | 4294.7231 | 4150.7422 | 2426.1439 | 3382.9609
| 2035 | 2030.6089 | 4518.7654 | 4307.7933 | 2478.332 | 3469.6298
| 2036 | 2079.0424 | 4756.0733 | 4468.9832 | 2532.1102 | 3556.1867
| 2037 | 2126.801 | 5002.3739 | 4629.9111 | 2584.2583 | 3639.9775
| 2038 | 2177.1194 | 5263.5714 | 4796.4373 | 2638.0521 | 3725.3929
| 2039 | 2229.2551 | 5537.7161 | 4966.2381 | 2692.881 | 3810.2728
| 2040 | 2281.7403 | 5824.8277 | 5138.8659 | 2747.3839 | 3893.8816
d3: Industry - Mining | Mining
tsIMI |  | base | sim1 | sim2 | sim3 | sim4
| 2007 | 155.6798 | 155.6798 | 155.6798 | 155.6798 | 155.6798
| 2008 | 159.1476 | 159.1476 | 159.1476 | 159.1476 | 159.1476
| 2009 | 162.5691 | 162.5431 | 162.5282 | 162.5639 | 162.5391
| 2010 | 166.2995 | 166.2419 | 166.2094 | 166.2879 | 166.233
| 2011 | 170.0367 | 169.9427 | 169.8898 | 170.0177 | 169.9283
| 2012 | 174.2189 | 174.0812 | 174.0157 | 174.2029 | 174.0602
| 2013 | 178.4273 | 178.2476 | 178.1477 | 178.392 | 178.2201
| 2014 | 182.4454 | 182.7731 | 184.0868 | 182.1261 | 184.7609
| 2015 | 185.1832 | 186.3525 | 189.3197 | 184.788 | 190.5642
| 2016 | 188.4287 | 190.5698 | 195.4295 | 187.9503 | 197.4
| 2017 | 191.797 | 195.0841 | 202.152 | 191.3489 | 204.8467
| 2018 | 195.1198 | 199.703 | 209.0918 | 194.7104 | 212.5603
| 2019 | 198.2924 | 203.6553 | 215.8324 | 198.0953 | 220.7226
| 2020 | 201.6591 | 207.7467 | 222.7846 | 201.4623 | 229.1677
| 2021 | 205.0169 | 212.0559 | 229.4404 | 204.9114 | 237.6872
| 2022 | 208.4429 | 216.3576 | 236.8522 | 208.3688 | 246.838
| 2023 | 211.8096 | 220.4154 | 244.2016 | 211.8852 | 256.334
| 2024 | 215.2517 | 223.6926 | 250.8386 | 215.4537 | 265.0101
| 2025 | 218.9099 | 226.4111 | 257.7891 | 219.1575 | 274.0452
| 2026 | 222.8077 | 229.7571 | 266.1153 | 222.9955 | 284.5213
| 2027 | 226.692 | 233.3425 | 275.3434 | 226.5772 | 295.9029
| 2028 | 230.5079 | 237.3016 | 285.3632 | 230.0208 | 308.2092
| 2029 | 234.3018 | 240.4168 | 294.8551 | 233.3466 | 319.3172
| 2030 | 237.841 | 243.5559 | 304.8697 | 236.7115 | 330.9694
| 2031 | 241.7654 | 247.0172 | 315.4426 | 240.1761 | 343.3501
| 2032 | 245.9298 | 250.4398 | 326.8754 | 243.6922 | 356.333
| 2033 | 250.3613 | 253.9986 | 339.2178 | 247.2015 | 369.881
| 2034 | 255.0897 | 256.8437 | 350.6078 | 249.8455 | 382.878
| 2035 | 259.7924 | 259.6943 | 362.2893 | 252.2815 | 396.9916
| 2036 | 264.4795 | 262.6738 | 375.1544 | 254.7488 | 411.0547
| 2037 | 269.0252 | 265.654 | 387.8542 | 257.0529 | 425.2528
| 2038 | 273.8054 | 269.7956 | 401.5531 | 259.4184 | 440.4203
| 2039 | 278.8244 | 274.0487 | 415.2634 | 261.844 | 455.4809
| 2040 | 283.8971 | 278.3447 | 429.2272 | 264.2819 | 470.8911
d3: Industry - Food and Beverages | Food and Beverages
tsIFB |  | base | sim1 | sim2 | sim3 | sim4
| 2007 | 56.1441 | 56.1441 | 56.1441 | 56.1441 | 56.1441
| 2008 | 57.5962 | 57.5962 | 57.5962 | 57.5962 | 57.5962
| 2009 | 59.2327 | 59.2357 | 59.2374 | 59.2333 | 59.2362
| 2010 | 60.7938 | 60.8005 | 60.8043 | 60.7951 | 60.8015
| 2011 | 62.4553 | 62.4662 | 62.4724 | 62.4575 | 62.4679
| 2012 | 63.958 | 63.9741 | 63.9809 | 63.959 | 63.9766
| 2013 | 65.1937 | 65.2148 | 65.2262 | 65.1976 | 65.2181
| 2014 | 66.4178 | 67.6096 | 68.5736 | 67.0702 | 68.4737
| 2015 | 67.7506 | 70.2205 | 72.2322 | 69.0491 | 72.0617
| 2016 | 69.0697 | 73.007 | 76.2082 | 71.125 | 75.8676
| 2017 | 70.4188 | 76.0073 | 80.4942 | 73.2931 | 79.9849
| 2018 | 71.7617 | 79.1571 | 85.0518 | 75.5487 | 84.3434
| 2019 | 73.1339 | 82.4995 | 89.97 | 77.8758 | 89.0459
| 2020 | 74.4447 | 85.7596 | 94.2109 | 79.9174 | 93.4318
| 2021 | 75.6803 | 89.0566 | 98.8151 | 81.9085 | 98.0299
| 2022 | 76.889 | 92.5814 | 103.568 | 83.9398 | 102.7315
| 2023 | 78.089 | 96.2171 | 108.7283 | 86.0091 | 107.8387
| 2024 | 79.3281 | 99.6649 | 114.2425 | 88.089 | 112.8045
| 2025 | 80.5632 | 103.1514 | 120.0262 | 90.1893 | 117.9977
| 2026 | 81.8552 | 106.8008 | 126.2413 | 92.3196 | 123.411
| 2027 | 83.1141 | 110.7382 | 133.0809 | 94.5347 | 129.2596
| 2028 | 84.3445 | 115.1505 | 140.769 | 96.8629 | 135.7475
| 2029 | 85.5956 | 119.4593 | 147.8738 | 98.9345 | 141.1973
| 2030 | 86.9492 | 123.9844 | 155.3727 | 101.0401 | 146.7315
| 2031 | 88.4025 | 128.7823 | 163.263 | 103.2159 | 152.3201
| 2032 | 89.9821 | 133.8446 | 171.477 | 105.4325 | 158.0152
| 2033 | 91.6426 | 139.1409 | 180.1887 | 107.6454 | 163.8386
| 2034 | 93.37 | 143.9343 | 186.8705 | 109.6792 | 169.2598
| 2035 | 95.1401 | 148.8784 | 193.7702 | 111.6992 | 174.7266
| 2036 | 96.9496 | 154.0722 | 200.9771 | 113.818 | 180.2038
| 2037 | 98.7375 | 159.3868 | 208.2336 | 115.8858 | 185.6477
| 2038 | 100.6138 | 165.0566 | 215.8063 | 118.0208 | 191.1645
| 2039 | 102.5397 | 170.9353 | 223.5627 | 120.1918 | 196.6439
| 2040 | 104.4974 | 177.0152 | 231.5363 | 122.3632 | 202.1171
d3: Industry - Pulp and Paper | Pulp and Paper
tsIPP |  | base | sim1 | sim2 | sim3 | sim4
| 2007 | 10.7739 | 10.7739 | 10.7739 | 10.7739 | 10.7739
| 2008 | 11.0806 | 11.0806 | 11.0806 | 11.0806 | 11.0806
| 2009 | 11.405 | 11.4053 | 11.4055 | 11.405 | 11.4054
| 2010 | 11.7319 | 11.7327 | 11.7331 | 11.7321 | 11.7328
| 2011 | 12.0687 | 12.0699 | 12.0706 | 12.0689 | 12.0701
| 2012 | 12.3944 | 12.3962 | 12.3977 | 12.3951 | 12.3965
| 2013 | 12.6965 | 12.699 | 12.7003 | 12.6969 | 12.6994
| 2014 | 12.9851 | 13.3862 | 13.5778 | 13.1838 | 13.5329
| 2015 | 13.2763 | 14.1315 | 14.5397 | 13.6957 | 14.4425
| 2016 | 13.5807 | 14.9586 | 15.6157 | 14.2521 | 15.4507
| 2017 | 13.8874 | 15.8623 | 16.8056 | 14.8423 | 16.5586
| 2018 | 14.2045 | 16.8378 | 18.1137 | 15.4731 | 17.7706
| 2019 | 14.5174 | 17.8819 | 19.5388 | 16.1278 | 19.086
| 2020 | 14.8311 | 18.9289 | 20.8246 | 16.7137 | 20.3245
| 2021 | 15.1365 | 20.0273 | 22.2507 | 17.3061 | 21.6539
| 2022 | 15.4676 | 21.2169 | 23.7639 | 17.9412 | 23.0487
| 2023 | 15.7708 | 22.4291 | 25.3904 | 18.5625 | 24.539
| 2024 | 16.0812 | 23.614 | 27.0563 | 19.1847 | 25.9339
| 2025 | 16.4014 | 24.7902 | 28.8296 | 19.8269 | 27.3947
| 2026 | 16.7368 | 26.029 | 30.7761 | 20.4869 | 28.9504
| 2027 | 17.0679 | 27.3535 | 32.9152 | 21.18 | 30.6245
| 2028 | 17.3921 | 28.7818 | 35.2713 | 21.9101 | 32.4362
| 2029 | 17.7188 | 30.1615 | 37.4346 | 22.4997 | 33.8478
| 2030 | 18.093 | 31.5941 | 39.6976 | 23.0976 | 35.2625
| 2031 | 18.457 | 33.1031 | 42.0773 | 23.7122 | 36.6772
| 2032 | 18.8382 | 34.6678 | 44.5767 | 24.3345 | 38.0987
| 2033 | 19.2379 | 36.2828 | 47.2261 | 24.9533 | 39.5332
| 2034 | 19.655 | 37.7379 | 49.3649 | 25.532 | 40.8277
| 2035 | 20.0757 | 39.2065 | 51.5157 | 26.1131 | 42.1031
| 2036 | 20.5052 | 40.7129 | 53.7001 | 26.7134 | 43.3518
| 2037 | 20.9238 | 42.2051 | 55.8531 | 27.2942 | 44.5483
| 2038 | 21.368 | 43.7377 | 58.0845 | 27.8947 | 45.754
| 2039 | 21.8291 | 45.2768 | 60.3477 | 28.5132 | 46.9293
| 2040 | 22.2917 | 46.8124 | 62.6422 | 29.1172 | 48.066
d3: Industry - Chemicals | Chemicals
tsICP |  | base | sim1 | sim2 | sim3 | sim4
| 2007 | 49.701 | 49.701 | 49.701 | 49.701 | 49.701
| 2008 | 50.657 | 50.657 | 50.657 | 50.657 | 50.657
| 2009 | 51.5521 | 51.5541 | 51.5552 | 51.5525 | 51.5544
| 2010 | 52.4416 | 52.4461 | 52.4486 | 52.4425 | 52.4468
| 2011 | 53.23 | 53.2373 | 53.2414 | 53.2315 | 53.2384
| 2012 | 54.1127 | 54.1235 | 54.1304 | 54.1157 | 54.1252
| 2013 | 55.1331 | 55.1474 | 55.1552 | 55.1358 | 55.1496
| 2014 | 56.0546 | 57.6114 | 58.5255 | 56.8348 | 58.3419
| 2015 | 56.996 | 60.4159 | 62.3208 | 58.7205 | 61.873
| 2016 | 58.1138 | 63.5908 | 66.5555 | 60.8341 | 65.8809
| 2017 | 59.2779 | 67.059 | 71.2525 | 63.0995 | 70.2596
| 2018 | 60.4145 | 70.6915 | 76.2557 | 65.4093 | 74.9361
| 2019 | 61.5404 | 74.6114 | 81.7511 | 67.8455 | 80.0008
| 2020 | 62.7966 | 78.5788 | 86.6681 | 70.0763 | 84.8391
| 2021 | 64.1108 | 82.9114 | 92.1343 | 72.4418 | 90.0904
| 2022 | 65.5862 | 87.5664 | 98.2101 | 75.0496 | 95.8073
| 2023 | 66.9662 | 92.3321 | 104.5251 | 77.6098 | 101.7491
| 2024 | 68.3742 | 96.8284 | 110.7661 | 80.1884 | 107.083
| 2025 | 69.8836 | 101.2268 | 117.4585 | 82.9303 | 112.7201
| 2026 | 71.4818 | 105.9873 | 124.9204 | 85.7461 | 118.8849
| 2027 | 73.0949 | 111.0578 | 133.0539 | 88.6817 | 125.5151
| 2028 | 74.6926 | 116.477 | 141.983 | 91.6783 | 132.6437
| 2029 | 76.2652 | 121.7152 | 150.0198 | 94.0721 | 138.2383
| 2030 | 77.9751 | 127.1527 | 158.4375 | 96.4719 | 143.8431
| 2031 | 79.6054 | 132.9154 | 167.3681 | 98.974 | 149.5431
| 2032 | 81.3035 | 138.9038 | 176.6316 | 101.4992 | 155.3025
| 2033 | 83.0774 | 145.1195 | 186.4487 | 104.0323 | 161.1987
| 2034 | 84.9371 | 150.7085 | 193.9537 | 106.4593 | 166.6514
| 2035 | 86.8014 | 156.3595 | 201.7431 | 108.8689 | 171.8871
| 2036 | 88.6777 | 162.2189 | 209.5423 | 111.3221 | 177.185
| 2037 | 90.5276 | 168.0675 | 217.4182 | 113.7249 | 182.3183
| 2038 | 92.48 | 173.9248 | 225.5153 | 116.2011 | 187.4331
| 2039 | 94.5352 | 179.9041 | 233.9536 | 118.7743 | 192.6909
| 2040 | 96.5028 | 185.928 | 242.425 | 121.2372 | 197.7089
d3: Industry - Non Metallic Minerals | Non Metallic Minerals
tsINM |  | base | sim1 | sim2 | sim3 | sim4
| 2007 | 11.6656 | 11.6656 | 11.6656 | 11.6656 | 11.6656
| 2008 | 11.8651 | 11.8651 | 11.8651 | 11.8651 | 11.8651
| 2009 | 12.0872 | 12.0874 | 12.0876 | 12.0872 | 12.0875
| 2010 | 12.3228 | 12.3234 | 12.3237 | 12.3229 | 12.3235
| 2011 | 12.5741 | 12.575 | 12.5756 | 12.5743 | 12.5752
| 2012 | 12.8179 | 12.8194 | 12.8205 | 12.8185 | 12.8196
| 2013 | 13.0442 | 13.0461 | 13.0472 | 13.0446 | 13.0464
| 2014 | 13.2606 | 13.504 | 13.8738 | 13.4315 | 13.8515
| 2015 | 13.4912 | 14.0001 | 14.7812 | 13.8457 | 14.735
| 2016 | 13.7414 | 14.5451 | 15.7835 | 14.2975 | 15.7072
| 2017 | 13.9978 | 15.1264 | 16.8753 | 14.7736 | 16.7648
| 2018 | 14.3734 | 15.8796 | 18.1756 | 15.3955 | 18.0265
| 2019 | 14.745 | 16.6725 | 19.5724 | 16.0351 | 19.3795
| 2020 | 15.1189 | 17.444 | 20.7943 | 16.6074 | 20.6872
| 2021 | 15.4824 | 18.2295 | 22.1032 | 17.1811 | 22.0687
| 2022 | 15.8635 | 19.055 | 23.4855 | 17.7847 | 23.5132
| 2023 | 16.2214 | 19.8636 | 24.9497 | 18.3757 | 25.0401
| 2024 | 16.5846 | 20.6003 | 26.468 | 18.9711 | 26.4955
| 2025 | 16.957 | 21.3079 | 28.0726 | 19.5789 | 28.0273
| 2026 | 17.3454 | 22.0304 | 29.812 | 20.1936 | 29.655
| 2027 | 17.7262 | 22.7824 | 31.7022 | 20.8268 | 31.4031
| 2028 | 18.096 | 23.5723 | 33.7664 | 21.4854 | 33.2901
| 2029 | 18.4622 | 24.2895 | 35.6985 | 22.072 | 34.9417
| 2030 | 18.8653 | 24.9983 | 37.7166 | 22.6644 | 36.6047
| 2031 | 19.2708 | 25.7122 | 39.8302 | 23.274 | 38.2815
| 2032 | 19.6986 | 26.4137 | 42.0317 | 23.8899 | 39.9783
| 2033 | 20.146 | 27.0936 | 44.3524 | 24.5004 | 41.7057
| 2034 | 20.6122 | 27.5925 | 46.0971 | 25.0685 | 43.3105
| 2035 | 21.081 | 28.0428 | 47.9127 | 25.6315 | 44.9009
| 2036 | 21.5568 | 28.4581 | 49.7913 | 26.2058 | 46.4921
| 2037 | 22.017 | 28.8025 | 51.6815 | 26.7528 | 48.0468
| 2038 | 22.5059 | 29.1012 | 53.6536 | 27.3136 | 49.6201
| 2039 | 23.013 | 29.3424 | 55.6782 | 27.8833 | 51.1877
| 2040 | 23.5152 | 29.5193 | 57.7439 | 28.436 | 52.7332
d3: Industry - Iron and Steel | Iron and Steel
tsIIS |  | base | sim1 | sim2 | sim3 | sim4
| 2007 | 23.5565 | 23.5565 | 23.5565 | 23.5565 | 23.5565
| 2008 | 22.719 | 22.719 | 22.719 | 22.719 | 22.719
| 2009 | 21.7978 | 21.7995 | 21.8004 | 21.7981 | 21.7997
| 2010 | 20.9022 | 20.9058 | 20.9078 | 20.9029 | 20.9063
| 2011 | 19.9133 | 19.9188 | 19.9218 | 19.9144 | 19.9196
| 2012 | 19.1721 | 19.1795 | 19.1859 | 19.1758 | 19.1807
| 2013 | 18.7359 | 18.745 | 18.7502 | 18.7378 | 18.7464
| 2014 | 18.2782 | 18.768 | 19.3246 | 18.5739 | 19.2477
| 2015 | 18.1547 | 19.2738 | 20.425 | 18.8568 | 20.2123
| 2016 | 18.1791 | 19.9212 | 21.6809 | 19.2584 | 21.4207
| 2017 | 18.2363 | 20.6426 | 23.1204 | 19.7287 | 22.7571
| 2018 | 18.2638 | 21.3192 | 24.6111 | 20.1614 | 24.1717
| 2019 | 18.2772 | 22.0314 | 26.2505 | 20.6442 | 25.705
| 2020 | 18.4151 | 22.7534 | 27.6984 | 21.0917 | 27.2459
| 2021 | 18.6314 | 23.6364 | 29.3519 | 21.6495 | 29.0349
| 2022 | 18.9961 | 24.5716 | 31.2902 | 22.374 | 31.0905
| 2023 | 19.2812 | 25.4362 | 33.1865 | 23.0204 | 33.157
| 2024 | 19.5738 | 26.1705 | 34.8841 | 23.6835 | 34.8734
| 2025 | 19.9433 | 26.6738 | 36.7112 | 24.445 | 36.7062
| 2026 | 20.3554 | 27.2576 | 38.8201 | 25.2401 | 38.8219
| 2027 | 20.7963 | 27.8193 | 41.0806 | 26.0946 | 41.1085
| 2028 | 21.2422 | 28.3298 | 43.5086 | 26.9432 | 43.5483
| 2029 | 21.6717 | 28.6869 | 45.7402 | 27.5501 | 45.6655
| 2030 | 22.1903 | 28.9788 | 48.0636 | 28.1538 | 47.8152
| 2031 | 22.59 | 29.2474 | 50.552 | 28.799 | 50.0475
| 2032 | 22.9879 | 29.4358 | 53.106 | 29.444 | 52.3278
| 2033 | 23.41 | 29.554 | 55.8013 | 30.0955 | 54.6935
| 2034 | 23.8669 | 29.4083 | 57.8076 | 30.7174 | 56.9616
| 2035 | 24.315 | 29.1427 | 59.9446 | 31.3176 | 59.1216
| 2036 | 24.7577 | 28.8019 | 62.0408 | 31.9062 | 61.3301
| 2037 | 25.2007 | 28.3445 | 64.1772 | 32.4864 | 63.4784
| 2038 | 25.669 | 27.705 | 66.3596 | 33.0712 | 65.6039
| 2039 | 26.1857 | 26.9784 | 68.6731 | 33.6977 | 67.8351
| 2040 | 26.6332 | 26.1404 | 70.9431 | 34.2409 | 69.9133
d3: Industry - Non Ferous Metals | Non Ferous Metals
tsINF |  | base | sim1 | sim2 | sim3 | sim4
| 2007 | 11.7904 | 11.7904 | 11.7904 | 11.7904 | 11.7904
| 2008 | 11.6808 | 11.6808 | 11.6808 | 11.6808 | 11.6808
| 2009 | 11.3713 | 11.3717 | 11.3719 | 11.3714 | 11.3718
| 2010 | 10.9229 | 10.9239 | 10.9244 | 10.9231 | 10.924
| 2011 | 10.2876 | 10.2893 | 10.2903 | 10.2879 | 10.2896
| 2012 | 9.6288 | 9.6315 | 9.6338 | 9.63 | 9.632
| 2013 | 9.0318 | 9.0356 | 9.0378 | 9.0327 | 9.0361
| 2014 | 8.3815 | 8.4967 | 8.8331 | 8.4829 | 8.8131
| 2015 | 7.8501 | 8.1341 | 8.7949 | 8.0972 | 8.7262
| 2016 | 7.3902 | 7.8195 | 8.7796 | 7.7558 | 8.705
| 2017 | 6.9583 | 7.5284 | 8.8003 | 7.4426 | 8.6998
| 2018 | 6.5403 | 7.2367 | 8.8244 | 7.1278 | 8.7083
| 2019 | 6.1379 | 6.9599 | 8.8704 | 6.8396 | 8.7341
| 2020 | 5.8023 | 6.696 | 8.8372 | 6.5571 | 8.7669
| 2021 | 5.5198 | 6.4903 | 8.8444 | 6.3278 | 8.8667
| 2022 | 5.2975 | 6.3032 | 8.9375 | 6.1542 | 9.0578
| 2023 | 5.0795 | 6.1196 | 9.0127 | 5.9831 | 9.2542
| 2024 | 4.8785 | 5.911 | 9.0284 | 5.8305 | 9.3572
| 2025 | 4.7115 | 5.6757 | 9.0548 | 5.7135 | 9.4757
| 2026 | 4.5668 | 5.4613 | 9.1328 | 5.6167 | 9.6688
| 2027 | 4.4451 | 5.2486 | 9.2279 | 5.5377 | 9.9036
| 2028 | 4.3395 | 5.0308 | 9.3335 | 5.4614 | 10.1689
| 2029 | 4.2427 | 4.7955 | 9.4084 | 5.3626 | 10.4632
| 2030 | 4.1608 | 4.5604 | 9.4966 | 5.2686 | 10.7961
| 2031 | 4.0699 | 4.3309 | 9.6112 | 5.1854 | 11.1863
| 2032 | 3.9823 | 4.102 | 9.7404 | 5.1074 | 11.6265
| 2033 | 3.9023 | 3.8769 | 9.8918 | 5.0361 | 12.1263
| 2034 | 3.8317 | 3.6359 | 9.8874 | 4.9648 | 12.659
| 2035 | 3.7638 | 3.3983 | 9.9083 | 4.8959 | 13.2288
| 2036 | 3.6983 | 3.1674 | 9.9357 | 4.8288 | 13.8498
| 2037 | 3.6371 | 2.9428 | 9.9702 | 4.7657 | 14.5025
| 2038 | 3.5813 | 2.7184 | 10.0144 | 4.707 | 15.198
| 2039 | 3.535 | 2.5011 | 10.0756 | 4.6573 | 15.9635
| 2040 | 3.4835 | 2.29 | 10.1296 | 4.6022 | 16.7365
d3: Industry - Other | Other
tsIOT |  | base | sim1 | sim2 | sim3 | sim4
| 2007 | 170.9135 | 170.9135 | 170.9135 | 170.9135 | 170.9135
| 2008 | 175.5382 | 175.5382 | 175.5382 | 175.5382 | 175.5382
| 2009 | 180.3347 | 180.3405 | 180.3439 | 180.3358 | 180.3414
| 2010 | 185.1244 | 185.1374 | 185.1447 | 185.127 | 185.1394
| 2011 | 190.0259 | 190.0471 | 190.0591 | 190.0302 | 190.0504
| 2012 | 194.7045 | 194.7358 | 194.751 | 194.7084 | 194.7406
| 2013 | 199.0063 | 199.0474 | 199.0699 | 199.0139 | 199.0537
| 2014 | 203.1804 | 209.0267 | 212.3425 | 206.1291 | 211.731
| 2015 | 207.5121 | 219.6619 | 226.7372 | 213.5703 | 225.4722
| 2016 | 212.0513 | 231.1677 | 242.5694 | 221.5398 | 240.4669
| 2017 | 216.7268 | 243.5157 | 259.8485 | 229.9325 | 256.8085
| 2018 | 221.8708 | 257.0668 | 278.8878 | 239.143 | 274.796
| 2019 | 227.0332 | 271.4848 | 299.5293 | 248.6697 | 294.2097
| 2020 | 232.2173 | 285.5633 | 317.3844 | 257.0615 | 312.2143
| 2021 | 237.3079 | 300.1864 | 337.1436 | 265.5463 | 331.3798
| 2022 | 242.571 | 315.7599 | 358.1017 | 274.4438 | 351.5696
| 2023 | 247.69 | 331.7502 | 380.544 | 283.3954 | 373.1739
| 2024 | 252.9489 | 346.7623 | 403.7842 | 292.3479 | 393.6548
| 2025 | 258.3535 | 362.1324 | 428.4231 | 301.5763 | 415.2996
| 2026 | 264.0128 | 378.1802 | 455.1094 | 311.0178 | 438.2769
| 2027 | 269.6382 | 395.3028 | 484.2731 | 320.8069 | 463.0969
| 2028 | 275.2016 | 413.8185 | 516.3997 | 331.0297 | 490.0973
| 2029 | 280.8155 | 431.5708 | 544.9324 | 339.4613 | 511.4015
| 2030 | 286.8142 | 450.0432 | 575.0629 | 348.0955 | 533.3123
| 2031 | 293.0175 | 469.43 | 606.8567 | 357.0404 | 555.7994
| 2032 | 299.5733 | 489.6309 | 640.1419 | 366.1634 | 578.9054
| 2033 | 306.422 | 510.5567 | 675.4497 | 375.316 | 602.7158
| 2034 | 313.5496 | 529.2231 | 701.9466 | 383.9196 | 624.8275
| 2035 | 320.7769 | 548.3135 | 729.3575 | 392.5684 | 647.1291
| 2036 | 328.1558 | 568.0787 | 757.6866 | 401.5024 | 669.5993
| 2037 | 335.4241 | 587.9966 | 786.1375 | 410.2122 | 691.8166
| 2038 | 343.0734 | 608.6957 | 815.7111 | 419.1817 | 714.4919
| 2039 | 350.9854 | 629.827 | 845.9639 | 428.3414 | 737.2257
| 2040 | 358.9477 | 651.3572 | 876.8651 | 437.4363 | 759.8546
d7: Freight | Freight
tsTRA |  | base | sim1 | sim2 | sim3 | sim4
| 2007 | 96.206 | 96.206 | 96.206 | 96.206 | 96.206
| 2008 | 98.709 | 98.709 | 98.709 | 98.709 | 98.709
| 2009 | 101.2776 | 101.2771 | 101.2768 | 101.2775 | 101.277
| 2010 | 103.8796 | 103.8787 | 103.8782 | 103.8794 | 103.8785
| 2011 | 106.561 | 106.5596 | 106.5588 | 106.5607 | 106.5594
| 2012 | 109.1494 | 109.1473 | 109.1487 | 109.1515 | 109.147
| 2013 | 111.5044 | 111.5019 | 111.5 | 111.5035 | 111.5015
| 2014 | 113.7851 | 118.9453 | 118.7346 | 115.7826 | 118.1482
| 2015 | 116.0683 | 126.9302 | 126.5478 | 120.1906 | 125.3161
| 2016 | 118.4682 | 135.6854 | 135.1875 | 124.9249 | 133.1715
| 2017 | 120.9168 | 145.1866 | 144.6268 | 129.9068 | 141.7391
| 2018 | 123.6828 | 155.8048 | 155.0975 | 135.4304 | 151.2224
| 2019 | 126.461 | 167.4043 | 166.5094 | 141.1825 | 161.4919
| 2020 | 129.2484 | 179.0693 | 176.4666 | 146.2416 | 170.4352
| 2021 | 131.966 | 191.4827 | 187.8443 | 151.3724 | 179.9303
| 2022 | 134.7904 | 205.0347 | 199.9686 | 156.7732 | 189.9205
| 2023 | 137.5039 | 219.3315 | 213.0196 | 162.2085 | 200.6138
| 2024 | 140.2935 | 233.5 | 226.0017 | 167.5384 | 210.2481
| 2025 | 143.1612 | 248.3548 | 239.8547 | 173.0316 | 220.4338
| 2026 | 146.1706 | 264.3321 | 254.9952 | 178.6856 | 231.337
| 2027 | 149.1499 | 281.7762 | 271.612 | 184.5554 | 243.1279
| 2028 | 152.0793 | 300.9806 | 289.8749 | 190.728 | 255.9021
| 2029 | 155.0281 | 320.2514 | 304.8966 | 195.1393 | 263.4939
| 2030 | 158.2217 | 340.9155 | 320.696 | 199.6545 | 271.2382
| 2031 | 161.5149 | 363.2854 | 337.3782 | 204.3446 | 279.1877
| 2032 | 165.0008 | 387.3475 | 354.9636 | 209.1451 | 287.3442
| 2033 | 168.6597 | 413.1646 | 373.6258 | 213.95 | 295.7251
| 2034 | 172.482 | 438.4796 | 388.4486 | 218.4872 | 303.0305
| 2035 | 176.3497 | 465.3268 | 403.6437 | 223.0401 | 310.3324
| 2036 | 180.2993 | 494.0648 | 419.323 | 227.7399 | 317.5656
| 2037 | 184.1526 | 524.3196 | 434.9235 | 232.2671 | 324.5118
| 2038 | 188.2317 | 556.8795 | 451.1303 | 236.9376 | 331.6319
| 2039 | 192.4595 | 591.4187 | 467.6038 | 241.7143 | 338.6251
| 2040 | 196.726 | 627.9959 | 484.3781 | 246.4299 | 345.4877
d4: Population by SATIM income group
tsPOP |  | base | base | base | sim1 | sim1 | sim1 | sim2 | sim2 | sim2 | sim3 | sim3 | sim3 | sim4 | sim4 | sim4
|  | hhd-le | hhd-me | hhd-he | hhd-le | hhd-me | hhd-he | hhd-le | hhd-me | hhd-he | hhd-le | hhd-me | hhd-he | hhd-le | hhd-me | hhd-he
| 2007 | 23440 | 14064 | 9373 | 23440 | 14064 | 9373 | 23440 | 14064 | 9373 | 23440 | 14064 | 9373 | 23440 | 14064 | 9373
| 2008 | 23238.7395 | 14322.7734 | 9784.2571 | 23238.7395 | 14322.7734 | 9784.2571 | 23238.7395 | 14322.7734 | 9784.2571 | 23238.7395 | 14322.7734 | 9784.2571 | 23238.7395 | 14322.7734 | 9784.2571
| 2009 | 22990.969 | 14587.4326 | 10240.8261 | 22989.9027 | 14587.3919 | 10241.933 | 22989.2931 | 14587.3687 | 10242.5659 | 22990.7552 | 14587.4244 | 10241.048 | 22989.7375 | 14587.3856 | 10242.1045
| 2010 | 22818.501 | 14853.96 | 10624.9589 | 22816.0049 | 14854.1387 | 10627.2763 | 22814.5916 | 14854.2417 | 10628.5866 | 22817.9982 | 14853.9957 | 10625.426 | 22815.6209 | 14854.1666 | 10627.6325
| 2011 | 22666.4465 | 15111.553 | 11002.3947 | 22662.5181 | 15111.9758 | 11005.9003 | 22660.3032 | 15112.2155 | 11007.8755 | 22665.6535 | 15111.6381 | 11003.1026 | 22661.9156 | 15112.0409 | 11006.4377
| 2012 | 22558.1433 | 15370.1612 | 11339.8937 | 22552.641 | 15370.8197 | 11344.7374 | 22550.9006 | 15371.1915 | 11346.106 | 22558.3888 | 15370.2941 | 11339.5152 | 22551.7982 | 15370.9208 | 11345.4792
| 2013 | 22510.3582 | 15621.1596 | 11629.3623 | 22503.4065 | 15622.0972 | 11635.3765 | 22499.8768 | 15622.3151 | 11638.6883 | 22509.3336 | 15621.0384 | 11630.5081 | 22502.342 | 15622.2409 | 11636.2972
| 2014 | 22487.7111 | 15862.7526 | 11908.0252 | 22001.5135 | 15867.9524 | 12389.0231 | 21833.1208 | 15873.1005 | 12552.2676 | 22273.9591 | 15864.1849 | 12120.3449 | 21873.3778 | 15872.0702 | 12513.0409
| 2015 | 22420.7325 | 16099.4996 | 12240.8417 | 21323.3691 | 16220.0885 | 13217.6161 | 20989.0608 | 16258.3513 | 13513.6616 | 21942.3065 | 16151.026 | 12667.7413 | 21074.0202 | 16248.1168 | 13438.9368
| 2016 | 22327.9032 | 16348.6028 | 12592.1786 | 20617.5528 | 16583.5569 | 14067.5748 | 20135.4173 | 16646.0582 | 14487.209 | 21578.5572 | 16448.0298 | 13242.0976 | 20267.9985 | 16627.3386 | 14373.3475
| 2017 | 22223.2699 | 16600.7646 | 12957.3369 | 19906.4595 | 16948.3005 | 14926.6114 | 19287.3109 | 17031.7519 | 15462.3086 | 21202.4344 | 16748.9388 | 13829.9981 | 19465.1787 | 17003.5866 | 15312.606
| 2018 | 22158.7566 | 16829.0119 | 13311.4165 | 19236.946 | 17289.723 | 15772.516 | 18494.1257 | 17393.2956 | 16411.7637 | 20856.2182 | 17026.3074 | 14416.6595 | 18711.1355 | 17356.0363 | 16232.0133
| 2019 | 22092.7833 | 17062.4371 | 13666.9565 | 18582.5317 | 17632.5741 | 16607.0711 | 17715.7788 | 17753.6706 | 17352.7275 | 20507.6647 | 17310.1134 | 15004.3988 | 17967.2986 | 17709.4659 | 17145.4124
| 2020 | 22027.978 | 17299.8431 | 14022.5776 | 17993.8549 | 17974.0176 | 17382.5262 | 17106.3144 | 18111.0482 | 18133.0361 | 20236.4033 | 17596.4856 | 15517.5098 | 17351.6111 | 18060.8681 | 17937.9195
| 2021 | 21974.6792 | 17541.3167 | 14367.9067 | 17440.5501 | 18303.7692 | 18139.5834 | 16527.8817 | 18436.8177 | 18919.2033 | 19996.9368 | 17868.959 | 16018.0069 | 16788.0782 | 18387.2758 | 18708.5488
| 2022 | 21933.3661 | 17783.1298 | 14706.2459 | 16903.172 | 18630.2888 | 18889.281 | 15953.3748 | 18766.1021 | 19703.2649 | 19762.8082 | 18140.6012 | 16519.3324 | 16248.6002 | 18710.5322 | 19463.6093
| 2023 | 21895.0861 | 18026.2627 | 15045.6204 | 16389.9003 | 18957.0987 | 19619.9701 | 15398.4828 | 19096.6561 | 20471.8302 | 19531.492 | 18415.0865 | 17020.3907 | 15721.1883 | 19032.6014 | 20213.1794
| 2024 | 21852.4684 | 18272.0122 | 15392.1582 | 15965.4703 | 19281.2337 | 20269.9349 | 14883.1427 | 19424.1675 | 21209.3286 | 19316.5929 | 18691.4102 | 17508.6357 | 15282.1657 | 19353.0435 | 20881.4296
| 2025 | 21805.9014 | 18521.2786 | 15744.6252 | 15592.1541 | 19587.6588 | 20891.9923 | 14394.1926 | 19746.5611 | 21931.0516 | 19106.7539 | 18966.1264 | 17998.925 | 14872.7519 | 19657.6818 | 21541.3715
| 2026 | 21746.2668 | 18772.5328 | 16113.7237 | 15214.7221 | 19892.0299 | 21525.7713 | 13902.5703 | 20065.6808 | 22664.2722 | 18906.4251 | 19243.2429 | 18482.8553 | 14465.4487 | 19961.8467 | 22205.2278
| 2027 | 21694.7473 | 19030.7852 | 16473.316 | 14831.683 | 20197.916 | 22169.2495 | 13403.9456 | 20386.9681 | 23407.9348 | 18712.1157 | 19520.5564 | 18966.1764 | 14053.1184 | 20266.6399 | 22879.0902
| 2028 | 21657.4617 | 19289.8787 | 16823.4966 | 14421.9913 | 20506.1516 | 22842.6942 | 12885.6266 | 20710.5963 | 24174.6141 | 18524.4346 | 19798.6879 | 19447.7145 | 13622.2806 | 20574.5313 | 23574.0251
| 2029 | 21628.6914 | 19549.6942 | 17170.1598 | 14055.8239 | 20820.4605 | 23472.261 | 12475.6597 | 21038.5371 | 24834.3485 | 18408.1932 | 20078.1892 | 19862.1629 | 13348.1331 | 20887.7323 | 24112.68
| 2030 | 21602.7318 | 19809.8175 | 17519.4815 | 13709.0185 | 21125.0155 | 24097.9968 | 12106.2199 | 21342.3553 | 25483.4557 | 18320.4748 | 20342.8454 | 20268.7107 | 13134.4308 | 21164.0292 | 24633.5708
| 2031 | 21558.6939 | 20070.086 | 17892.5712 | 13365.0348 | 21428.9227 | 24727.3936 | 11750.428 | 21645.0636 | 26125.8595 | 18232.0842 | 20606.4511 | 20682.8158 | 12937.0732 | 21437.9579 | 25146.32
| 2032 | 21488.5521 | 20336.6419 | 18291.3706 | 13027.2058 | 21734.1373 | 25355.2216 | 11415.5173 | 21948.0261 | 26753.0212 | 18147.3615 | 20873.2456 | 21095.9576 | 12750.7866 | 21711.7893 | 25653.9887
| 2033 | 21405.2393 | 20609.7124 | 18702.7786 | 12698.4601 | 22040.1181 | 25979.152 | 11089.0442 | 22249.0479 | 27379.6382 | 18071.4479 | 21142.1879 | 21504.0946 | 12571.3995 | 21985.9302 | 26160.4006
| 2034 | 21313.5542 | 20886.2654 | 19125.088 | 12435.92 | 22347.3965 | 26541.591 | 10867.6454 | 22551.8061 | 27905.4562 | 18031.9646 | 21411.6983 | 21881.2447 | 12431.1808 | 22261.9642 | 26631.7626
| 2035 | 21222.6358 | 21167.2397 | 19548.2812 | 12196.3996 | 22642.0168 | 27099.7402 | 10671.6126 | 22832.5174 | 28434.0266 | 18011.2649 | 21676.1324 | 22250.7593 | 12310.9485 | 22532.3117 | 27094.8965
| 2036 | 21136.9246 | 21450.1589 | 19970.4547 | 11958.3506 | 22936.9196 | 27662.268 | 10479.9856 | 23116.926 | 28960.6267 | 17985.7343 | 21940.808 | 22630.996 | 12201.5978 | 22802.1849 | 27553.7556
| 2037 | 21059.6442 | 21736.9558 | 20386.5137 | 11728.8972 | 23235.2426 | 28218.9737 | 10302.0737 | 23403.1053 | 29477.9346 | 17967.7811 | 22212.0615 | 23003.271 | 12104.3149 | 23074.3977 | 28004.401
| 2038 | 20981.2201 | 22021.4025 | 20812.3221 | 11500.9416 | 23533.7718 | 28780.2313 | 10131.1766 | 23688.8236 | 29994.9445 | 17952.7423 | 22481.6144 | 23380.5881 | 12016.8942 | 23346.1998 | 28451.8508
| 2039 | 20896.1334 | 22309.6873 | 21247.2735 | 11278.6761 | 23834.3118 | 29340.1062 | 9966.4064 | 23975.9572 | 30510.7306 | 17936.7309 | 22754.4193 | 23761.9439 | 11936.4999 | 23618.8576 | 28897.7367
| 2040 | 20821.0335 | 22603.7963 | 21672.7953 | 11064.9228 | 24136.0784 | 29896.6239 | 9810.2127 | 24265.1148 | 31022.2976 | 17928.7675 | 23031.2462 | 24137.6114 | 11867.2138 | 23893.9486 | 29336.4628
d5: Household Income by CGE income group
tsRES |  | base | base | base | base | base | base | base | base | base | base | base | base | base | base | base | base | sim1 | sim1 | sim1 | sim1 | sim1 | sim1 | sim1 | sim1 | sim1 | sim1 | sim1 | sim1 | sim1 | sim1 | sim1 | sim1 | sim2 | sim2 | sim2 | sim2 | sim2 | sim2 | sim2 | sim2 | sim2 | sim2 | sim2 | sim2 | sim2 | sim2 | sim2 | sim2 | sim3 | sim3 | sim3 | sim3 | sim3 | sim3 | sim3 | sim3 | sim3 | sim3 | sim3 | sim3 | sim3 | sim3 | sim3 | sim3 | sim4 | sim4 | sim4 | sim4 | sim4 | sim4 | sim4 | sim4 | sim4 | sim4 | sim4 | sim4 | sim4 | sim4 | sim4 | sim4
|  | ent-n | ent-e | hhd-0 | hhd-1 | hhd-2 | hhd-3 | hhd-4 | hhd-5 | hhd-6 | hhd-7 | hhd-8 | hhd-91 | hhd-92 | hhd-93 | hhd-94 | hhd-95 | ent-n | ent-e | hhd-0 | hhd-1 | hhd-2 | hhd-3 | hhd-4 | hhd-5 | hhd-6 | hhd-7 | hhd-8 | hhd-91 | hhd-92 | hhd-93 | hhd-94 | hhd-95 | ent-n | ent-e | hhd-0 | hhd-1 | hhd-2 | hhd-3 | hhd-4 | hhd-5 | hhd-6 | hhd-7 | hhd-8 | hhd-91 | hhd-92 | hhd-93 | hhd-94 | hhd-95 | ent-n | ent-e | hhd-0 | hhd-1 | hhd-2 | hhd-3 | hhd-4 | hhd-5 | hhd-6 | hhd-7 | hhd-8 | hhd-91 | hhd-92 | hhd-93 | hhd-94 | hhd-95 | ent-n | ent-e | hhd-0 | hhd-1 | hhd-2 | hhd-3 | hhd-4 | hhd-5 | hhd-6 | hhd-7 | hhd-8 | hhd-91 | hhd-92 | hhd-93 | hhd-94 | hhd-95
| 2007 | 711.9837 | 13.39 | 22.0425 | 38.9667 | 48.2612 | 56.2416 | 68.1999 | 80.8176 | 102.6341 | 151.6707 | 303.0894 | 90.3329 | 105.027 | 129.7909 | 162.0161 | 260.9845 | 711.9837 | 13.39 | 22.0425 | 38.9667 | 48.2612 | 56.2416 | 68.1999 | 80.8176 | 102.6341 | 151.6707 | 303.0894 | 90.3329 | 105.027 | 129.7909 | 162.0161 | 260.9845 | 711.9837 | 13.39 | 22.0425 | 38.9667 | 48.2612 | 56.2416 | 68.1999 | 80.8176 | 102.6341 | 151.6707 | 303.0894 | 90.3329 | 105.027 | 129.7909 | 162.0161 | 260.9845 | 711.9837 | 13.39 | 22.0425 | 38.9667 | 48.2612 | 56.2416 | 68.1999 | 80.8176 | 102.6341 | 151.6707 | 303.0894 | 90.3329 | 105.027 | 129.7909 | 162.0161 | 260.9845 | 711.9837 | 13.39 | 22.0425 | 38.9667 | 48.2612 | 56.2416 | 68.1999 | 80.8176 | 102.6341 | 151.6707 | 303.0894 | 90.3329 | 105.027 | 129.7909 | 162.0161 | 260.9845
| 2008 | 728.9139 | 11.5179 | 22.6806 | 40.0838 | 49.6335 | 57.8195 | 70.0802 | 82.9695 | 105.3385 | 155.5486 | 310.6047 | 92.5361 | 107.6544 | 133.0753 | 166.3649 | 268.4807 | 728.9139 | 11.5179 | 22.6806 | 40.0838 | 49.6335 | 57.8195 | 70.0802 | 82.9695 | 105.3385 | 155.5486 | 310.6047 | 92.5361 | 107.6544 | 133.0753 | 166.3649 | 268.4807 | 728.9139 | 11.5179 | 22.6806 | 40.0838 | 49.6335 | 57.8195 | 70.0802 | 82.9695 | 105.3385 | 155.5486 | 310.6047 | 92.5361 | 107.6544 | 133.0753 | 166.3649 | 268.4807 | 728.9139 | 11.5179 | 22.6806 | 40.0838 | 49.6335 | 57.8195 | 70.0802 | 82.9695 | 105.3385 | 155.5486 | 310.6047 | 92.5361 | 107.6544 | 133.0753 | 166.3649 | 268.4807 | 728.9139 | 11.5179 | 22.6806 | 40.0838 | 49.6335 | 57.8195 | 70.0802 | 82.9695 | 105.3385 | 155.5486 | 310.6047 | 92.5361 | 107.6544 | 133.0753 | 166.3649 | 268.4807
| 2009 | 745.0206 | 11.7551 | 23.2887 | 41.1448 | 50.9306 | 59.3032 | 71.8415 | 84.9779 | 107.8578 | 159.1529 | 317.5718 | 94.5779 | 110.0944 | 136.1277 | 170.4301 | 275.5248 | 745.0206 | 11.7551 | 23.2887 | 41.1448 | 50.9306 | 59.3032 | 71.8415 | 84.9779 | 107.8578 | 159.1529 | 317.5718 | 94.5779 | 110.0944 | 136.1277 | 170.4301 | 275.5248 | 745.0206 | 11.7551 | 23.2887 | 41.1448 | 50.9306 | 59.3032 | 71.8415 | 84.9779 | 107.8578 | 159.1529 | 317.5718 | 94.5779 | 110.0944 | 136.1277 | 170.4301 | 275.5248 | 745.0206 | 11.7551 | 23.2887 | 41.1448 | 50.9306 | 59.3032 | 71.8415 | 84.9779 | 107.8578 | 159.1529 | 317.5718 | 94.5779 | 110.0944 | 136.1277 | 170.4301 | 275.5248 | 745.0206 | 11.7551 | 23.2887 | 41.1448 | 50.9306 | 59.3032 | 71.8415 | 84.9779 | 107.8578 | 159.1529 | 317.5718 | 94.5779 | 110.0944 | 136.1277 | 170.4301 | 275.5248
| 2010 | 761.2494 | 12.0018 | 23.891 | 42.1964 | 52.2165 | 60.7742 | 73.588 | 86.9708 | 110.3583 | 162.7323 | 324.4887 | 96.6045 | 112.5113 | 139.1503 | 174.4482 | 282.469 | 761.2494 | 12.0018 | 23.891 | 42.1964 | 52.2165 | 60.7742 | 73.588 | 86.9708 | 110.3583 | 162.7323 | 324.4887 | 96.6045 | 112.5113 | 139.1503 | 174.4482 | 282.469 | 761.2494 | 12.0018 | 23.891 | 42.1964 | 52.2165 | 60.7742 | 73.588 | 86.9708 | 110.3583 | 162.7323 | 324.4887 | 96.6045 | 112.5113 | 139.1503 | 174.4482 | 282.469 | 761.2494 | 12.0018 | 23.891 | 42.1964 | 52.2165 | 60.7742 | 73.588 | 86.9708 | 110.3583 | 162.7323 | 324.4887 | 96.6045 | 112.5113 | 139.1503 | 174.4482 | 282.469 | 761.2494 | 12.0018 | 23.891 | 42.1964 | 52.2165 | 60.7742 | 73.588 | 86.9708 | 110.3583 | 162.7323 | 324.4887 | 96.6045 | 112.5113 | 139.1503 | 174.4482 | 282.469
| 2011 | 777.734 | 12.1273 | 24.4961 | 43.253 | 53.5079 | 62.2512 | 75.3413 | 88.9723 | 112.8693 | 166.3295 | 331.4404 | 98.6411 | 114.9341 | 142.1787 | 178.4619 | 289.3799 | 777.734 | 12.1273 | 24.4961 | 43.253 | 53.5079 | 62.2512 | 75.3413 | 88.9723 | 112.8693 | 166.3295 | 331.4404 | 98.6411 | 114.9341 | 142.1787 | 178.4619 | 289.3799 | 777.734 | 12.1273 | 24.4961 | 43.253 | 53.5079 | 62.2512 | 75.3413 | 88.9723 | 112.8693 | 166.3295 | 331.4404 | 98.6411 | 114.9341 | 142.1787 | 178.4619 | 289.3799 | 777.734 | 12.1273 | 24.4961 | 43.253 | 53.5079 | 62.2512 | 75.3413 | 88.9723 | 112.8693 | 166.3295 | 331.4404 | 98.6411 | 114.9341 | 142.1787 | 178.4619 | 289.3799 | 777.734 | 12.1273 | 24.4961 | 43.253 | 53.5079 | 62.2512 | 75.3413 | 88.9723 | 112.8693 | 166.3295 | 331.4404 | 98.6411 | 114.9341 | 142.1787 | 178.4619 | 289.3799
| 2012 | 794.4951 | 12.1725 | 25.1064 | 44.3189 | 54.8096 | 63.7391 | 77.1069 | 90.9882 | 115.3977 | 169.9538 | 338.4454 | 100.693 | 117.3697 | 145.2214 | 182.4831 | 296.2791 | 794.4951 | 12.1725 | 25.1064 | 44.3189 | 54.8096 | 63.7391 | 77.1069 | 90.9882 | 115.3977 | 169.9538 | 338.4454 | 100.693 | 117.3697 | 145.2214 | 182.4831 | 296.2791 | 794.4951 | 12.1725 | 25.1064 | 44.3189 | 54.8096 | 63.7391 | 77.1069 | 90.9882 | 115.3977 | 169.9538 | 338.4454 | 100.693 | 117.3697 | 145.2214 | 182.4831 | 296.2791 | 794.4951 | 12.1725 | 25.1064 | 44.3189 | 54.8096 | 63.7391 | 77.1069 | 90.9882 | 115.3977 | 169.9538 | 338.4454 | 100.693 | 117.3697 | 145.2214 | 182.4831 | 296.2791 | 794.4951 | 12.1725 | 25.1064 | 44.3189 | 54.8096 | 63.7391 | 77.1069 | 90.9882 | 115.3977 | 169.9538 | 338.4454 | 100.693 | 117.3697 | 145.2214 | 182.4831 | 296.2791
| 2013 | 811.5295 | 12.1762 | 25.7228 | 45.3951 | 56.1227 | 65.2389 | 78.8856 | 93.0192 | 117.9443 | 173.606 | 345.5048 | 102.7605 | 119.8189 | 148.2798 | 186.5153 | 303.1757 | 811.5295 | 12.1762 | 25.7228 | 45.3951 | 56.1227 | 65.2389 | 78.8856 | 93.0192 | 117.9443 | 173.606 | 345.5048 | 102.7605 | 119.8189 | 148.2798 | 186.5153 | 303.1757 | 811.5295 | 12.1762 | 25.7228 | 45.3951 | 56.1227 | 65.2389 | 78.8856 | 93.0192 | 117.9443 | 173.606 | 345.5048 | 102.7605 | 119.8189 | 148.2798 | 186.5153 | 303.1757 | 811.5295 | 12.1762 | 25.7228 | 45.3951 | 56.1227 | 65.2389 | 78.8856 | 93.0192 | 117.9443 | 173.606 | 345.5048 | 102.7605 | 119.8189 | 148.2798 | 186.5153 | 303.1757 | 811.5295 | 12.1762 | 25.7228 | 45.3951 | 56.1227 | 65.2389 | 78.8856 | 93.0192 | 117.9443 | 173.606 | 345.5048 | 102.7605 | 119.8189 | 148.2798 | 186.5153 | 303.1757
| 2014 | 828.8263 | 12.1615 | 26.3454 | 46.4817 | 57.447 | 66.7498 | 80.6766 | 95.0644 | 120.5079 | 177.284 | 352.6137 | 104.8419 | 122.2805 | 151.3524 | 190.5585 | 310.073 | 849.2235 | 19.6506 | 26.7368 | 47.2188 | 58.4631 | 68.0377 | 82.3545 | 97.1545 | 123.2525 | 181.3781 | 360.7157 | 107.2691 | 125.1572 | 154.9528 | 195.305 | 318.1941 | 856.9281 | 19.932 | 26.8972 | 47.5236 | 58.8867 | 68.5874 | 83.0547 | 98.0097 | 124.3759 | 183.0668 | 364.1556 | 108.3174 | 126.401 | 156.4957 | 197.2446 | 321.3987 | 837.3674 | 16.3156 | 26.5082 | 46.7884 | 57.8707 | 67.2888 | 81.3775 | 95.9372 | 121.656 | 179.0007 | 356.0307 | 105.8715 | 123.5061 | 152.885 | 192.577 | 313.5322 | 855.0142 | 19.8921 | 26.86 | 47.4538 | 58.7911 | 68.4673 | 82.8979 | 97.8143 | 124.1194 | 182.6849 | 363.4088 | 108.0962 | 126.1419 | 156.1714 | 196.8168 | 320.6707
| 2015 | 847.3766 | 16.536 | 26.9828 | 47.595 | 58.8082 | 68.3076 | 82.5304 | 97.1944 | 123.186 | 181.139 | 360.0995 | 107.0455 | 124.9001 | 154.6246 | 194.8866 | 317.4994 | 894.7618 | 21.3712 | 28.1895 | 49.7827 | 61.6418 | 71.724 | 86.8106 | 102.3608 | 129.8396 | 190.9478 | 379.3995 | 112.7712 | 131.6206 | 163.0075 | 205.764 | 335.76 | 910.5944 | 22.2107 | 28.593 | 50.5169 | 62.6005 | 72.9028 | 88.2675 | 104.1041 | 132.0993 | 194.3155 | 386.2289 | 114.8398 | 134.0757 | 166.0518 | 209.6117 | 342.1287 | 867.0257 | 20.441 | 27.4832 | 48.5002 | 59.9784 | 69.7179 | 84.2929 | 99.3203 | 125.9271 | 185.1874 | 368.1027 | 109.4303 | 127.7104 | 158.1281 | 199.4351 | 325.1542 | 906.3993 | 22.0556 | 28.4877 | 50.3263 | 62.3542 | 72.6077 | 87.8963 | 103.6549 | 131.5202 | 193.4625 | 384.5652 | 114.3492 | 133.5022 | 165.3357 | 208.6744 | 340.5478
| 2016 | 867.596 | 17.0517 | 27.6897 | 48.8296 | 60.3135 | 70.0265 | 84.5721 | 99.5376 | 126.127 | 185.3737 | 368.3158 | 109.4551 | 127.7421 | 158.1686 | 199.5238 | 325.3552 | 943.616 | 23.4249 | 29.7829 | 52.5878 | 65.1025 | 75.7194 | 91.6222 | 107.9645 | 136.9132 | 201.211 | 399.4242 | 118.6638 | 138.5348 | 171.6199 | 216.9273 | 354.4649 | 968.8225 | 24.8912 | 30.4435 | 53.7772 | 66.633 | 77.5737 | 93.8994 | 110.6812 | 140.427 | 206.4375 | 409.9949 | 121.8566 | 142.3267 | 176.3253 | 222.9139 | 364.4208 | 899.2116 | 21.6282 | 28.5555 | 50.3811 | 62.2879 | 72.3729 | 87.4726 | 103.0048 | 130.5719 | 191.9138 | 381.2174 | 113.2881 | 132.2493 | 163.7834 | 206.7928 | 337.5395 | 961.9216 | 24.5917 | 30.2562 | 53.4412 | 66.2058 | 77.0686 | 93.2718 | 109.9293 | 139.4638 | 205.0246 | 407.2411 | 121.0454 | 141.3791 | 175.143 | 221.3714 | 361.8276
| 2017 | 888.1396 | 17.6402 | 28.4064 | 50.0807 | 61.8375 | 71.765 | 86.6362 | 101.9063 | 129.099 | 189.6536 | 376.6175 | 111.8888 | 130.6091 | 161.7433 | 204.1965 | 333.2582 | 995.9834 | 25.6585 | 31.4877 | 55.5882 | 68.8016 | 79.9866 | 96.7591 | 113.9462 | 144.4625 | 212.1632 | 420.7808 | 124.9457 | 145.9008 | 180.7949 | 228.8199 | 374.3823 | 1032.2881 | 27.8483 | 32.443 | 57.2995 | 70.9898 | 82.6183 | 99.9849 | 117.7932 | 149.4358 | 219.5537 | 435.6903 | 129.4389 | 151.2387 | 187.4241 | 237.301 | 388.5443 | 932.9187 | 22.9245 | 29.674 | 52.3425 | 64.6947 | 75.1378 | 90.7836 | 106.8423 | 135.4095 | 198.9206 | 394.8735 | 117.3037 | 136.9699 | 169.6648 | 214.4426 | 350.4056 | 1022.2108 | 27.3713 | 32.1592 | 56.7928 | 70.3502 | 81.867 | 99.057 | 116.6873 | 148.0235 | 217.4864 | 431.6625 | 128.2531 | 149.8536 | 185.6965 | 235.0501 | 384.7653
| 2018 | 909.3068 | 16.9299 | 29.0985 | 51.2832 | 63.3001 | 73.4326 | 88.6373 | 104.263 | 132.0849 | 194.0337 | 385.41 | 114.5016 | 133.7116 | 165.6007 | 209.1556 | 341.5233 | 1051.4642 | 27.9577 | 33.252 | 58.6855 | 72.6149 | 84.3817 | 102.0703 | 120.1932 | 152.3744 | 223.7241 | 443.6417 | 131.7084 | 153.8608 | 190.699 | 241.5773 | 395.6321 | 1101.479 | 30.993 | 34.5589 | 61.0197 | 75.5894 | 87.9432 | 106.437 | 125.4103 | 159.1227 | 233.7544 | 463.8585 | 137.7933 | 161.0937 | 199.6874 | 253.1264 | 414.9778 | 968.3885 | 23.1658 | 30.8021 | 54.315 | 67.1133 | 77.9159 | 94.1336 | 110.7896 | 140.4162 | 206.2569 | 409.4833 | 121.6367 | 142.0901 | 176.0331 | 222.6415 | 364.0715 | 1087.7316 | 30.3056 | 34.1631 | 60.315 | 74.7036 | 86.906 | 105.161 | 123.8944 | 157.1903 | 230.9292 | 458.3534 | 136.1729 | 159.2007 | 197.327 | 250.0546 | 409.8263
| 2019 | 930.7544 | 17.2626 | 29.8068 | 52.5143 | 64.7965 | 75.1384 | 90.6811 | 106.6637 | 135.122 | 198.4833 | 394.332 | 117.1539 | 136.8588 | 169.5126 | 214.1785 | 349.8858 | 1110.3738 | 30.3946 | 35.1296 | 61.982 | 76.6715 | 89.0547 | 107.7136 | 126.8237 | 160.7675 | 235.98 | 467.8424 | 138.8629 | 162.2744 | 201.1672 | 255.0615 | 418.0853 | 1176.9689 | 34.4397 | 36.8656 | 65.0753 | 80.6022 | 93.7435 | 113.4631 | 133.7002 | 169.6626 | 249.1985 | 494.4536 | 146.8617 | 171.784 | 212.9912 | 270.3045 | 443.6769 | 1005.564 | 24.2421 | 31.9882 | 56.3899 | 69.6575 | 80.8388 | 97.6559 | 114.9341 | 145.6691 | 213.9485 | 424.7832 | 126.1741 | 147.4479 | 182.6962 | 231.2153 | 378.3538 | 1159.4475 | 33.5164 | 36.351 | 64.1619 | 79.4599 | 92.4127 | 111.8316 | 131.7676 | 167.2034 | 245.6082 | 487.4639 | 144.8063 | 169.3828 | 209.9974 | 266.4059 | 437.1372
| 2020 | 952.7482 | 17.7013 | 30.5411 | 53.7907 | 66.3462 | 76.9035 | 92.7921 | 109.1371 | 138.2463 | 203.0555 | 403.4862 | 119.8737 | 140.0811 | 173.5164 | 219.3099 | 358.4106 | 1169.3715 | 32.8754 | 37.0537 | 65.3503 | 80.7952 | 93.7812 | 113.398 | 133.4792 | 169.1725 | 248.2336 | 492.013 | 146.0007 | 170.6633 | 211.6025 | 268.4983 | 440.4384 | 1245.1435 | 37.7525 | 39.0946 | 68.9569 | 85.3224 | 99.1177 | 119.8962 | 141.2223 | 179.1664 | 263.0697 | 521.8947 | 154.9744 | 181.344 | 224.8821 | 285.6584 | 469.291 | 1040.1984 | 23.3021 | 33.1563 | 58.4216 | 72.1216 | 83.6399 | 101.0014 | 118.8409 | 150.5951 | 221.1383 | 439.0654 | 130.3985 | 152.4254 | 188.8808 | 239.1446 | 391.4982 | 1226.6423 | 36.713 | 38.5178 | 67.9425 | 84.0735 | 97.6869 | 118.1572 | 139.1767 | 176.5795 | 259.3124 | 514.6264 | 152.8494 | 178.8675 | 221.7926 | 281.6169 | 462.5031
| 2021 | 975.3148 | 18.1684 | 31.2994 | 55.109 | 67.9456 | 78.7243 | 94.9672 | 111.6813 | 141.4567 | 207.7498 | 412.8734 | 122.6613 | 143.3795 | 177.6136 | 224.5537 | 367.1069 | 1232.3482 | 35.3904 | 39.0588 | 68.869 | 85.1216 | 98.7599 | 119.4054 | 140.5308 | 178.095 | 261.2545 | 517.6838 | 153.5828 | 179.5727 | 222.6889 | 282.7899 | 464.2409 | 1323.0255 | 40.9384 | 41.4234 | 73.0542 | 90.3957 | 104.9939 | 127.0291 | 149.6567 | 189.9058 | 278.8155 | 553.0455 | 164.1999 | 192.2173 | 238.4214 | 303.192 | 498.6492 | 1075.715 | 24.1514 | 34.3046 | 60.4267 | 74.5719 | 86.4458 | 104.3725 | 122.797 | 155.601 | 228.4601 | 453.6167 | 134.7103 | 157.5118 | 195.2046 | 247.2734 | 405.0178 | 1299.1962 | 39.7789 | 40.7269 | 71.819 | 88.8534 | 103.2045 | 124.8298 | 147.0475 | 186.5897 | 273.9865 | 543.7111 | 161.4697 | 189.036 | 234.4481 | 297.9813 | 489.8739
| 2022 | 998.471 | 18.6553 | 32.0812 | 56.468 | 69.5936 | 80.5993 | 97.2049 | 114.2953 | 144.7526 | 212.5663 | 422.4953 | 125.5174 | 146.7553 | 181.8061 | 229.9135 | 375.9832 | 1299.4916 | 38.0775 | 41.1924 | 72.613 | 89.7236 | 104.0535 | 125.7916 | 148.0251 | 187.5769 | 275.0884 | 544.9343 | 161.6278 | 189.0228 | 234.4494 | 297.9606 | 489.5173 | 1407.4831 | 44.5459 | 43.9884 | 77.5577 | 95.9513 | 111.4054 | 134.7897 | 158.8102 | 201.5428 | 295.8568 | 586.7198 | 174.1638 | 203.9548 | 253.0354 | 322.1214 | 530.3365 | 1112.6947 | 25.1156 | 35.5023 | 62.5181 | 77.1259 | 89.3688 | 107.8819 | 126.912 | 160.8054 | 236.069 | 468.7254 | 139.1854 | 162.7876 | 201.7635 | 255.7031 | 419.0321 | 1377.397 | 43.0813 | 43.0969 | 75.9769 | 93.9796 | 109.1195 | 131.984 | 155.4877 | 197.3266 | 289.7248 | 574.8779 | 170.7027 | 199.9248 | 248.0027 | 315.5296 | 519.25
| 2023 | 1022.2355 | 19.1605 | 32.8863 | 57.8677 | 71.2898 | 82.5285 | 99.5054 | 116.9797 | 148.135 | 217.5068 | 432.3571 | 128.4437 | 150.2109 | 186.0969 | 235.394 | 385.0487 | 1371.1025 | 40.9215 | 43.4628 | 76.5961 | 94.6185 | 109.6816 | 132.5805 | 155.9908 | 197.6554 | 289.7899 | 573.8714 | 170.167 | 199.0507 | 246.9304 | 314.0734 | 516.3763 | 1499.0597 | 48.4659 | 46.7632 | 82.4282 | 101.9575 | 118.3325 | 143.1732 | 168.6973 | 214.1131 | 314.2616 | 623.0598 | 184.9118 | 216.6135 | 268.7987 | 342.5598 | 564.5733 | 1151.2276 | 26.1328 | 36.7511 | 64.6984 | 79.7875 | 92.4134 | 111.5358 | 131.1938 | 166.2193 | 243.9817 | 484.4255 | 143.834 | 168.2648 | 208.5726 | 264.4539 | 433.5758 | 1461.8595 | 46.3862 | 45.6451 | 80.4469 | 99.4902 | 115.4756 | 139.6731 | 164.561 | 208.8719 | 306.6476 | 608.3631 | 180.6176 | 211.6151 | 262.5573 | 334.3936 | 550.8525
| 2024 | 1046.6273 | 19.6835 | 33.7151 | 59.3083 | 73.0348 | 84.5121 | 101.8693 | 119.7356 | 151.6056 | 222.5741 | 442.4651 | 131.4421 | 153.7489 | 190.4894 | 241.0002 | 394.3129 | 1442.7747 | 40.9838 | 45.7895 | 80.666 | 99.5933 | 115.371 | 139.4159 | 163.9854 | 207.7479 | 304.4902 | 602.772 | 178.6799 | 209.0342 | 259.3526 | 330.0931 | 543.0269 | 1594.3619 | 50.8991 | 49.6858 | 87.5475 | 108.2482 | 125.5623 | 151.9005 | 178.9703 | 227.1602 | 333.3511 | 660.728 | 196.0425 | 229.7169 | 285.1137 | 363.7155 | 599.9971 | 1190.1619 | 26.7319 | 38.0295 | 66.9268 | 82.4999 | 95.5073 | 115.2395 | 135.5248 | 171.6882 | 251.9684 | 500.265 | 148.5209 | 173.7835 | 215.4314 | 273.2609 | 448.1945 | 1545.105 | 45.1965 | 48.2368 | 84.9733 | 105.0278 | 121.8146 | 147.2981 | 173.5205 | 220.2414 | 323.2852 | 641.247 | 190.3331 | 223.0537 | 276.7928 | 352.8231 | 581.6577
| 2025 | 1071.6652 | 20.2239 | 34.5679 | 60.7906 | 74.8293 | 86.551 | 104.2975 | 122.5644 | 155.1664 | 227.7713 | 452.8265 | 134.5149 | 157.3722 | 194.9872 | 246.7373 | 403.7852 | 1517.8437 | 43.4666 | 48.1653 | 84.8294 | 104.7014 | 121.2325 | 146.4807 | 172.2721 | 218.2308 | 319.7762 | 632.8243 | 187.5392 | 219.4346 | 272.3003 | 346.8362 | 570.9644 | 1696.6273 | 54.6594 | 52.7621 | 92.9412 | 114.8916 | 133.2115 | 161.1547 | 189.8873 | 241.0475 | 353.6871 | 700.8447 | 207.8989 | 243.6822 | 302.5094 | 386.3262 | 637.9431 | 1230.4647 | 27.7306 | 39.3384 | 69.2102 | 85.283 | 98.6858 | 119.0491 | 139.9845 | 177.324 | 260.2025 | 516.5913 | 153.3526 | 179.4731 | 222.5038 | 282.3505 | 463.2953 | 1632.2824 | 48.5383 | 50.8488 | 89.5463 | 110.6525 | 128.2841 | 155.1179 | 182.7517 | 231.9941 | 340.5168 | 675.3246 | 200.4166 | 234.9486 | 291.6076 | 372.0835 | 614.0013
| 2026 | 1097.3674 | 20.7815 | 35.4452 | 62.3153 | 76.6742 | 88.6461 | 106.7912 | 125.4676 | 158.8193 | 233.1016 | 463.4484 | 137.6641 | 161.0836 | 199.5939 | 252.6101 | 413.4745 | 1597.3023 | 45.9757 | 50.6743 | 89.2253 | 110.093 | 127.4161 | 153.9332 | 181.0134 | 229.2895 | 335.9001 | 664.505 | 196.8747 | 230.3925 | 285.944 | 364.4943 | 600.4456 | 1807.0388 | 58.5518 | 56.0652 | 98.7316 | 122.0234 | 141.4206 | 171.0893 | 201.6124 | 255.9688 | 375.5391 | 743.9268 | 220.6268 | 258.6743 | 321.1881 | 410.6372 | 678.7856 | 1272.3277 | 28.8108 | 40.6971 | 71.58 | 88.1704 | 101.9819 | 122.9987 | 144.607 | 183.165 | 268.735 | 533.5012 | 158.3558 | 185.3629 | 229.8253 | 291.7626 | 478.9327 | 1725.5374 | 51.4481 | 53.6289 | 94.413 | 116.6387 | 135.1676 | 163.4407 | 192.581 | 244.513 | 358.8736 | 711.6048 | 211.1469 | 247.6043 | 307.3725 | 392.6009 | 648.4805
| 2027 | 1123.7514 | 21.3564 | 36.3475 | 63.8832 | 78.5704 | 90.7985 | 109.3517 | 128.4469 | 162.5666 | 238.5684 | 474.3379 | 140.892 | 164.8859 | 204.3128 | 258.6234 | 423.3891 | 1681.363 | 48.6341 | 53.3226 | 93.8639 | 115.7805 | 133.9356 | 161.7901 | 190.2294 | 240.9496 | 352.8992 | 697.8869 | 206.708 | 241.934 | 300.3163 | 383.1123 | 631.5502 | 1926.2548 | 62.7992 | 59.6158 | 104.9539 | 129.6856 | 150.2356 | 181.7592 | 214.2097 | 272.0053 | 399.0254 | 790.2057 | 234.2944 | 274.7743 | 341.2514 | 436.786 | 722.7626 | 1315.8375 | 29.9439 | 42.1088 | 74.0417 | 91.1686 | 105.4029 | 127.0969 | 149.4023 | 189.2236 | 277.5845 | 551.0319 | 163.5413 | 191.4658 | 237.4119 | 301.5178 | 495.1405 | 1825.0381 | 54.6649 | 56.5838 | 99.5838 | 122.9968 | 142.4744 | 172.276 | 203.0184 | 257.8104 | 378.3727 | 750.1232 | 222.5355 | 261.0373 | 324.1087 | 414.4103 | 685.1675
| 2028 | 1150.8348 | 21.9485 | 37.2754 | 65.4953 | 80.519 | 93.0093 | 111.9804 | 131.504 | 166.4106 | 244.1749 | 485.5021 | 144.2008 | 168.7818 | 209.1475 | 264.7818 | 433.5373 | 1770.2847 | 51.4449 | 56.1179 | 98.7586 | 121.7798 | 140.8088 | 170.073 | 199.9456 | 253.2437 | 370.8208 | 733.0624 | 217.0661 | 254.0908 | 315.457 | 402.744 | 664.3707 | 2055.0501 | 67.3866 | 63.4352 | 111.6452 | 137.9233 | 159.7077 | 193.2264 | 227.7531 | 289.2518 | 424.2853 | 839.9534 | 248.9813 | 292.0766 | 362.8172 | 464.9311 | 770.148 | 1361.0645 | 31.1275 | 43.576 | 76.5996 | 94.2827 | 108.9543 | 131.3503 | 154.3781 | 195.5097 | 286.7649 | 569.2115 | 168.9175 | 197.7918 | 245.276 | 311.6321 | 511.9459 | 1931.2615 | 58.101 | 59.7266 | 105.0814 | 129.7546 | 150.236 | 181.6623 | 214.1101 | 271.9453 | 399.1013 | 791.0507 | 234.6325 | 275.3066 | 341.8901 | 437.6102 | 724.2308
| 2029 | 1178.6349 | 22.558 | 38.2294 | 67.1526 | 82.5212 | 95.2797 | 114.6788 | 134.6407 | 170.3534 | 249.9246 | 496.9483 | 147.5925 | 172.7739 | 214.1012 | 271.0899 | 443.9271 | 1857.4277 | 51.3905 | 58.9331 | 103.668 | 127.7558 | 147.6069 | 178.225 | 209.4735 | 265.2692 | 388.3233 | 767.3771 | 227.1514 | 265.9156 | 330.1801 | 421.8287 | 696.2336 | 2173.154 | 62.0543 | 67.1534 | 118.1057 | 145.7641 | 168.5972 | 203.8726 | 240.2275 | 305.057 | 447.3683 | 885.3582 | 262.3408 | 307.7835 | 382.3776 | 490.4059 | 812.8734 | 1398.957 | 29.072 | 44.9264 | 78.9288 | 97.0637 | 112.0661 | 135.0169 | 158.6127 | 200.8136 | 294.4749 | 584.4793 | 173.4179 | 203.076 | 251.8333 | 320.0149 | 525.7661 | 2017.1224 | 50.0908 | 62.5597 | 109.9676 | 135.613 | 156.8024 | 189.445 | 223.1693 | 283.3829 | 415.7908 | 823.9755 | 244.3169 | 286.6983 | 356.0597 | 456.0081 | 754.9829
| 2030 | 1207.169 | 23.1852 | 39.2103 | 68.856 | 84.5782 | 97.6111 | 117.4484 | 137.8588 | 174.3975 | 255.821 | 508.6837 | 151.0693 | 176.865 | 219.1773 | 277.5521 | 454.5662 | 1947.8232 | 54.0106 | 61.7677 | 108.6221 | 133.813 | 154.5253 | 186.5542 | 219.2436 | 277.632 | 406.3426 | 802.7137 | 237.5469 | 278.119 | 345.384 | 441.5954 | 729.3438 | 2293.6878 | 66.6852 | 70.7009 | 124.2954 | 153.3484 | 177.2701 | 214.3516 | 252.612 | 320.8426 | 470.5068 | 930.9389 | 275.79 | 323.653 | 402.1674 | 516.3628 | 856.7525 | 1436.5188 | 29.4275 | 46.1608 | 81.0708 | 99.6539 | 115.0004 | 138.5141 | 162.6954 | 205.9658 | 302.0014 | 599.4168 | 177.8358 | 208.2792 | 258.2988 | 328.3287 | 539.5718 | 2100.3426 | 52.4258 | 65.0027 | 114.2099 | 140.7822 | 162.6836 | 196.5243 | 231.5396 | 294.0667 | 431.4886 | 855.0453 | 253.5008 | 297.566 | 369.6076 | 473.7985 | 785.1002
| 2031 | 1236.4546 | 23.8302 | 40.2186 | 70.6067 | 86.6912 | 100.0048 | 120.2908 | 141.1603 | 178.5452 | 261.8676 | 520.7155 | 154.6335 | 181.0577 | 224.3792 | 284.1729 | 465.4622 | 2042.4914 | 56.7856 | 64.7307 | 113.7989 | 140.1402 | 161.7479 | 195.2492 | 229.4437 | 290.5399 | 425.1552 | 839.591 | 248.3925 | 290.851 | 361.2485 | 462.2396 | 763.9471 | 2421.2882 | 70.3014 | 74.429 | 130.8009 | 161.3232 | 186.3909 | 225.3802 | 265.6578 | 337.4821 | 494.9044 | 978.9805 | 289.9598 | 340.3714 | 423.0201 | 543.7443 | 903.0769 | 1474.5518 | 30.125 | 47.409 | 83.236 | 102.2702 | 117.9619 | 142.0427 | 166.8149 | 211.1643 | 309.5955 | 614.4882 | 182.2933 | 213.5301 | 264.8241 | 336.7248 | 553.5219 | 2185.542 | 54.1343 | 67.475 | 118.5036 | 146.0184 | 168.6432 | 203.7072 | 240.0458 | 304.9356 | 447.4687 | 886.6671 | 262.8454 | 308.6252 | 383.398 | 491.9351 | 815.8404
| 2032 | 1266.5094 | 24.4934 | 41.255 | 72.4058 | 88.8615 | 102.4622 | 123.2077 | 144.547 | 182.799 | 268.068 | 533.0511 | 158.2872 | 185.3547 | 229.7102 | 290.9566 | 476.6228 | 2141.6666 | 59.7028 | 67.8299 | 119.2119 | 146.7537 | 169.2932 | 204.332 | 240.0993 | 304.025 | 444.8078 | 878.0995 | 259.7144 | 304.1425 | 377.8124 | 483.8118 | 800.1288 | 2555.9888 | 74.3048 | 78.3507 | 137.6413 | 169.7058 | 195.9722 | 236.9671 | 279.3689 | 354.9756 | 520.5564 | 1029.4748 | 304.8493 | 357.9423 | 444.9399 | 572.5629 | 951.8813 | 1513.2374 | 30.9038 | 48.6796 | 85.4391 | 104.9307 | 120.9714 | 145.6272 | 170.9989 | 216.4434 | 317.3068 | 629.7909 | 186.8187 | 218.8608 | 271.4483 | 345.2492 | 567.6848 | 2272.6565 | 55.9731 | 69.9939 | 122.8761 | 151.3478 | 174.7042 | 211.0129 | 248.7015 | 315.999 | 463.7374 | 918.8544 | 272.3552 | 319.8823 | 397.4374 | 510.4209 | 847.2008
| 2033 | 1297.3514 | 25.1751 | 42.3203 | 74.2546 | 91.0906 | 104.9848 | 126.2007 | 148.0211 | 187.1614 | 274.4258 | 545.6981 | 162.0326 | 189.7586 | 235.1736 | 297.9077 | 488.0554 | 2245.5604 | 62.766 | 71.0723 | 124.8733 | 153.6679 | 177.177 | 213.8212 | 251.232 | 318.1146 | 465.3395 | 918.3152 | 271.5348 | 318.0195 | 395.1082 | 506.3557 | 837.9635 | 2698.2798 | 78.5405 | 82.4817 | 144.844 | 178.5289 | 206.0504 | 249.1553 | 293.7957 | 373.3864 | 547.5552 | 1082.6025 | 320.5112 | 376.427 | 468.0034 | 602.9192 | 1003.335 | 1552.6338 | 31.7181 | 49.9757 | 87.6858 | 107.6421 | 124.0366 | 149.2764 | 175.257 | 221.8147 | 325.1517 | 645.3574 | 191.4216 | 224.282 | 278.1848 | 353.9175 | 582.0839 | 2361.7264 | 57.8806 | 72.5655 | 127.3375 | 156.7816 | 180.878 | 218.4531 | 257.5181 | 327.2697 | 480.3122 | 951.6418 | 282.0402 | 331.3485 | 411.7391 | 529.2694 | 879.1985
| 2034 | 1328.9987 | 25.8757 | 43.4151 | 76.1541 | 93.3798 | 107.5743 | 129.2718 | 151.5845 | 191.6351 | 280.9449 | 558.664 | 165.872 | 194.2723 | 240.7729 | 305.0307 | 499.7677 | 2343.7485 | 61.687 | 74.2595 | 130.4076 | 160.362 | 184.7344 | 222.8546 | 261.775 | 331.4086 | 484.6664 | 956.1137 | 282.6149 | 331.0097 | 411.2924 | 527.4417 | 873.2841 | 2818.5492 | 68.5317 | 86.2913 | 151.4077 | 186.4006 | 214.8473 | 259.6314 | 306.0588 | 388.911 | 570.2123 | 1127.0449 | 333.5293 | 391.7378 | 487.09 | 628.005 | 1045.649 | 1589.1738 | 31.4338 | 51.2284 | 89.8451 | 110.2223 | 126.9232 | 152.6872 | 179.2139 | 226.7857 | 332.3948 | 659.7195 | 195.6597 | 229.2688 | 284.3778 | 361.8771 | 595.274 | 2444.6176 | 56.6226 | 75.0426 | 131.6097 | 161.9338 | 186.672 | 225.3859 | 265.6947 | 337.6908 | 495.6122 | 981.8843 | 290.9539 | 341.8948 | 424.8893 | 546.6087 | 908.6093
| 2035 | 1361.4701 | 26.5956 | 44.5402 | 78.1058 | 95.7307 | 110.232 | 132.4227 | 155.2394 | 196.2226 | 287.6291 | 571.9566 | 169.8077 | 198.8985 | 246.5115 | 312.33 | 511.7671 | 2444.3255 | 64.1102 | 77.3969 | 135.8731 | 167.0165 | 192.2936 | 231.9417 | 272.4343 | 344.8968 | 504.3167 | 994.5661 | 293.9035 | 344.2649 | 427.8191 | 549.0449 | 909.6111 | 2938.2914 | 71.8785 | 89.7413 | 157.3969 | 193.6986 | 223.1296 | 269.6326 | 317.9139 | 404.051 | 592.4283 | 1170.7429 | 346.3926 | 406.9375 | 506.0683 | 653.1272 | 1088.4057 | 1625.8849 | 31.9448 | 52.4473 | 91.9519 | 112.7538 | 129.7714 | 156.0686 | 183.154 | 231.7504 | 339.6436 | 674.1085 | 199.9122 | 234.2775 | 290.6007 | 369.8866 | 608.5746 | 2527.2335 | 58.0867 | 77.4171 | 135.7149 | 166.9124 | 192.3002 | 232.1566 | 273.7229 | 347.9607 | 510.7262 | 1011.7944 | 299.7841 | 352.3611 | 437.9483 | 563.8831 | 938.0161
| 2036 | 1394.7846 | 27.3352 | 45.6964 | 80.1108 | 98.1447 | 112.9598 | 135.6554 | 158.9881 | 200.9266 | 294.4823 | 585.5838 | 173.842 | 203.64 | 252.3928 | 319.8101 | 524.0612 | 2548.2183 | 66.8817 | 80.6404 | 141.5208 | 173.8877 | 200.0922 | 241.3127 | 283.4236 | 358.8005 | 524.5679 | 1034.1803 | 305.53 | 357.9178 | 444.8433 | 571.3146 | 947.0789 | 3060.9728 | 74.6784 | 93.2946 | 163.5595 | 201.1958 | 231.6232 | 279.8773 | 330.0478 | 419.5399 | 615.1487 | 1215.4195 | 359.5385 | 422.4694 | 525.4611 | 678.8055 | 1132.111 | 1662.9232 | 32.6199 | 53.683 | 94.0868 | 115.3163 | 132.6515 | 159.4849 | 187.1318 | 236.7599 | 346.9559 | 688.6251 | 204.2024 | 239.3305 | 296.8778 | 377.9627 | 621.98 | 2610.3343 | 59.6111 | 79.8074 | 139.8443 | 171.9151 | 197.949 | 238.9483 | 281.7752 | 358.2609 | 525.8848 | 1041.7931 | 308.6393 | 362.8586 | 451.0469 | 581.2203 | 967.5424
| 2037 | 1428.9617 | 28.0949 | 46.8846 | 82.1707 | 100.6235 | 115.7593 | 138.9718 | 162.8326 | 205.75 | 301.5085 | 599.5537 | 177.9773 | 208.4996 | 258.4204 | 327.4755 | 536.6576 | 2655.6078 | 69.7917 | 83.9935 | 147.3573 | 180.985 | 208.142 | 250.9831 | 294.7624 | 373.1451 | 545.4582 | 1075.0305 | 317.516 | 371.993 | 462.3958 | 594.29 | 985.752 | 3186.4391 | 77.5447 | 96.9299 | 169.8611 | 208.8567 | 240.2949 | 290.3331 | 342.4301 | 435.3453 | 638.3325 | 1261.0012 | 372.9487 | 438.3152 | 545.2467 | 705.0188 | 1176.7452 | 1700.3355 | 33.3385 | 54.9367 | 96.2518 | 117.9127 | 135.5673 | 162.9409 | 191.1533 | 241.8221 | 354.3433 | 703.2922 | 208.5369 | 244.4352 | 303.2184 | 386.1164 | 635.5064 | 2693.8559 | 61.1454 | 82.2126 | 143.9966 | 176.9406 | 203.6171 | 245.7595 | 289.8494 | 368.5881 | 541.0833 | 1071.8712 | 317.5168 | 373.384 | 464.1804 | 598.6118 | 997.1699
| 2038 | 1464.0211 | 28.8752 | 48.1054 | 84.2867 | 103.1686 | 118.6323 | 142.374 | 166.7753 | 210.6956 | 308.7117 | 613.8743 | 182.216 | 213.4801 | 264.5979 | 335.3309 | 549.5641 | 2766.607 | 72.8241 | 87.4604 | 153.3896 | 188.3166 | 216.4522 | 260.9637 | 306.4629 | 387.9462 | 567.0095 | 1117.1586 | 329.8736 | 386.5048 | 480.4942 | 617.9944 | 1025.67 | 3314.7505 | 80.4848 | 100.65 | 176.3068 | 216.6873 | 249.1519 | 301.0084 | 355.0703 | 451.4791 | 661.9964 | 1307.5213 | 386.633 | 454.4861 | 565.4392 | 731.7838 | 1222.3343 | 1738.1355 | 34.0751 | 56.2089 | 98.448 | 120.5442 | 138.5202 | 166.4383 | 195.2205 | 246.9393 | 361.8093 | 718.117 | 212.918 | 249.594 | 309.6254 | 394.351 | 649.1593 | 2777.7025 | 62.6798 | 84.6313 | 148.1694 | 181.9857 | 209.301 | 252.5855 | 297.9392 | 378.9339 | 556.3086 | 1102.0041 | 326.4093 | 383.9284 | 477.3378 | 616.041 | 1026.8679
| 2039 | 1499.9832 | 29.6766 | 49.3599 | 86.4604 | 105.7818 | 121.5805 | 145.8639 | 170.8186 | 215.7662 | 316.0963 | 628.5542 | 186.5606 | 218.5846 | 270.9288 | 343.381 | 562.7883 | 2881.3241 | 75.9829 | 91.0448 | 159.6243 | 195.8904 | 225.0314 | 271.2647 | 318.5368 | 403.2179 | 589.2425 | 1160.6035 | 342.614 | 401.466 | 499.1548 | 642.4499 | 1066.8706 | 3445.9722 | 83.4989 | 104.4581 | 182.9021 | 224.6944 | 258.2015 | 311.9116 | 367.9779 | 467.9527 | 686.1571 | 1355.0131 | 400.6011 | 470.9935 | 586.0525 | 759.1175 | 1268.9045 | 1776.3294 | 34.8238 | 57.5001 | 100.6759 | 123.2116 | 141.5111 | 169.9783 | 199.3345 | 252.1129 | 369.356 | 733.1033 | 217.3466 | 254.8081 | 316.1004 | 402.6684 | 662.9414 | 2861.7729 | 64.2078 | 87.0617 | 152.3595 | 187.0465 | 214.9963 | 259.4207 | 306.0374 | 389.2887 | 571.5465 | 1132.1636 | 335.3088 | 394.482 | 490.5064 | 633.4898 | 1056.6032
| 2040 | 1536.8689 | 30.4995 | 50.6488 | 88.6932 | 108.4647 | 124.6059 | 149.4438 | 174.9649 | 220.965 | 323.6665 | 643.6018 | 191.0136 | 223.816 | 277.4169 | 351.6305 | 576.3383 | 2999.8691 | 79.2748 | 94.7506 | 166.0681 | 203.7144 | 233.8884 | 281.8964 | 330.9957 | 418.975 | 612.1778 | 1205.4042 | 355.7483 | 416.8899 | 518.3941 | 667.6788 | 1109.3922 | 3580.1665 | 86.5871 | 108.3573 | 189.6522 | 232.8839 | 267.4505 | 323.0505 | 381.1616 | 484.7768 | 710.8299 | 1403.5065 | 414.862 | 487.8477 | 607.0993 | 787.0352 | 1316.4804 | 1814.922 | 35.5829 | 58.8106 | 102.9363 | 125.9157 | 144.5409 | 173.5614 | 203.4961 | 257.3439 | 376.9846 | 748.254 | 221.8237 | 260.0786 | 322.6446 | 411.0701 | 676.855 | 2945.9635 | 65.7233 | 89.5017 | 156.5635 | 192.1188 | 220.6981 | 266.2589 | 314.1366 | 399.6424 | 586.7818 | 1162.3203 | 344.2066 | 405.0344 | 503.6733 | 650.9395 | 1086.342
d6: Household Income by SATIM income group in the base year
HFORE2007 |  | base | sim1 | hhd-0: sim2; hhd-1: sim3; hhd-2: sim4
| hhd-le | 0.057569 | 0.10833 | hhd-0: 0.12218; hhd-1: 0.066856; hhd-2: 0.10101
| hhd-me | 0.079096 | 0.15011 | hhd-0: 0.17114; hhd-1: 0.092163; hhd-2: 0.14146
| hhd-he | 0.95735 | 1.8191 | hhd-0: 2.1076; hhd-1: 1.1195; hhd-2: 1.7482
| hhd-ln | 0.05921 | 0.11123 | hhd-0: 0.12723; hhd-1: 0.06873; hhd-2: 0.10497
| hhd-mn | 0.081646 | 0.15455 | hhd-0: 0.1789; hhd-1: 0.09506; hhd-2: 0.14756
| hhd-hn | 0.99276 | 1.8784 | hhd-0: 2.2104; hhd-1: 1.1592; hhd-2: 1.8293
High Income Calculation
|  | hhd-0 | hhd-1 | hhd-2 | hhd-3 | hhd-4 | hhd-5 | hhd-6 | hhd-7 | hhd-8 | hhd-91 | hhd-92 | hhd-93 | hhd-94 | hhd-95
| hhd-le | [14 empty] | hhd-le | bar: hhd-0 to hhd-4
| hhd-me | [14 empty] | hhd-me | bar: hhd-5 to hhd-7
| hhd-he | [14 empty] | hhd-he | bar: hhd-8 to hhd-95
|  | hhd-le | hhd-le | hhd-le | hhd-le | hhd-le | hhd-me | hhd-me | hhd-me | hhd-he | hhd-he | hhd-he | hhd-he | hhd-he | hhd-he
Populayion labels |  | basehhd-le | basehhd-me | basehhd-he | sim1hhd-le | sim1hhd-me | sim1hhd-he | sim2hhd-le | sim2hhd-me | sim2hhd-he | sim3hhd-le | sim3hhd-me | sim3hhd-he | sim4hhd-le | sim4hhd-me | sim4hhd-he
Income labels |  |  |  | basehhd-le | basehhd-le | basehhd-le | basehhd-le | basehhd-le | basehhd-me | basehhd-me | basehhd-me | basehhd-he | basehhd-he | basehhd-he | basehhd-he | basehhd-he | basehhd-he |  |  | sim1hhd-le | sim1hhd-le | sim1hhd-le | sim1hhd-le | sim1hhd-le | sim1hhd-me | sim1hhd-me | sim1hhd-me | sim1hhd-he | sim1hhd-he | sim1hhd-he | sim1hhd-he | sim1hhd-he | sim1hhd-he |  |  | sim2hhd-le | sim2hhd-le | sim2hhd-le | sim2hhd-le | sim2hhd-le | sim2hhd-me | sim2hhd-me | sim2hhd-me | sim2hhd-he | sim2hhd-he | sim2hhd-he | sim2hhd-he | sim2hhd-he | sim2hhd-he |  |  | sim3hhd-le | sim3hhd-le | sim3hhd-le | sim3hhd-le | sim3hhd-le | sim3hhd-me | sim3hhd-me | sim3hhd-me | sim3hhd-he | sim3hhd-he | sim3hhd-he | sim3hhd-he | sim3hhd-he | sim3hhd-he |  |  | sim4hhd-le | sim4hhd-le | sim4hhd-le | sim4hhd-le | sim4hhd-le | sim4hhd-me | sim4hhd-me | sim4hhd-me | sim4hhd-he | sim4hhd-he | sim4hhd-he | sim4hhd-he | sim4hhd-he | sim4hhd-he
Household Income |  | 0 | 0 | base | base | base | base | base | base | base | base | base | base | base | base | base | base | 0 | 0 | sim1 | sim1 | sim1 | sim1 | sim1 | sim1 | sim1 | sim1 | sim1 | sim1 | sim1 | sim1 | sim1 | sim1 | 0 | 0 | sim2 | sim2 | sim2 | sim2 | sim2 | sim2 | sim2 | sim2 | sim2 | sim2 | sim2 | sim2 | sim2 | sim2 | 0 | 0 | sim3 | sim3 | sim3 | sim3 | sim3 | sim3 | sim3 | sim3 | sim3 | sim3 | sim3 | sim3 | sim3 | sim3 | 0 | 0 | sim4 | sim4 | sim4 | sim4 | sim4 | sim4 | sim4 | sim4 | sim4 | sim4 | sim4 | sim4 | sim4 | sim4
BY Income by Satim Group
|  | hhd-le | hhd-me | hhd-he
|  | 233.7118 | 335.1223 | 1051.2408
Per person income in BY
|  | 0.0099706 | 0.023828 | 0.11216
|  | Total Income | [5 empty] | High Income Group Average Income
|  | base | sim1 | sim2 | sim3 | sim4 |  | base | sim1 | sim2 | sim3 | sim4
| 2007 | 1620.075 | 1620.075 | 1620.075 | 1620.075 | 1620.075 |  | 0.11216 | 0.11216 | 0.11216 | 0.11216 | 0.11216
| 2008 | 1662.8704 | 1662.8704 | 1662.8704 | 1662.8704 | 1662.8704 |  | 0.11139 | 0.11139 | 0.11139 | 0.11139 | 0.11139
| 2009 | 1702.8242 | 1702.8242 | 1702.8242 | 1702.8242 | 1702.8242 |  | 0.10995 | 0.10994 | 0.10993 | 0.10995 | 0.10994
| 2010 | 1742.3997 | 1742.3997 | 1742.3997 | 1742.3997 | 1742.3997 |  | 0.10927 | 0.10924 | 0.10923 | 0.10926 | 0.10924
| 2011 | 1782.0567 | 1782.0567 | 1782.0567 | 1782.0567 | 1782.0567 |  | 0.1087 | 0.10867 | 0.10865 | 0.10869 | 0.10866
| 2012 | 1821.9121 | 1821.9121 | 1821.9121 | 1821.9121 | 1821.9121 |  | 0.10853 | 0.10849 | 0.10848 | 0.10854 | 0.10848
| 2013 | 1861.9897 | 1861.9897 | 1861.9897 | 1861.9897 | 1861.9897 |  | 0.1088 | 0.10875 | 0.10872 | 0.10879 | 0.10874
| 2014 | 1902.2769 | 1946.1898 | 1964.4151 | 1920.8301 | 1960.3945 |  | 0.10918 | 0.10886 | 0.10902 | 0.10897 | 0.10901
| 2015 | 1944.7992 | 2049.6197 | 2086.3363 | 1988.3682 | 2077.2843 |  | 0.10928 | 0.10974 | 0.11023 | 0.10931 | 0.11013
| 2016 | 1991.0303 | 2160.5384 | 2217.7107 | 2061.431 | 2202.669 |  | 0.1095 | 0.11088 | 0.11184 | 0.10983 | 0.11162
| 2017 | 2037.6981 | 2278.8194 | 2359.7555 | 2137.4652 | 2337.7045 |  | 0.10963 | 0.11232 | 0.11393 | 0.11041 | 0.11353
| 2018 | 2086.0362 | 2404.4155 | 2514.3726 | 2217.6988 | 2484.1975 |  | 0.10999 | 0.11416 | 0.11672 | 0.11126 | 0.11607
| 2019 | 2135.1275 | 2537.4165 | 2682.3829 | 2301.7525 | 2643.9898 |  | 0.11036 | 0.11633 | 0.12002 | 0.11229 | 0.11915
| 2020 | 2185.4902 | 2670.4799 | 2833.8906 | 2380.328 | 2793.7024 |  | 0.11079 | 0.11867 | 0.12308 | 0.11337 | 0.12211
| 2021 | 2237.1217 | 2811.6541 | 3004.9994 | 2460.3142 | 2953.5773 |  | 0.11136 | 0.12137 | 0.1269 | 0.11457 | 0.12551
| 2022 | 2290.0321 | 2961.5768 | 3190.234 | 2543.3804 | 3124.9836 |  | 0.11203 | 0.12436 | 0.13115 | 0.11587 | 0.12933
| 2023 | 2344.2503 | 3120.8447 | 3390.2433 | 2629.7077 | 3309.2106 |  | 0.11275 | 0.12771 | 0.13588 | 0.11728 | 0.13352
| 2024 | 2399.8136 | 3280.0177 | 3597.7396 | 2716.8406 | 3490.3051 |  | 0.11347 | 0.1313 | 0.14081 | 0.11873 | 0.13777
| 2025 | 2456.7616 | 3445.5875 | 3818.7874 | 2806.6442 | 3678.0945 |  | 0.1142 | 0.13514 | 0.14613 | 0.12024 | 0.14212
| 2026 | 2515.135 | 3620.2012 | 4056.2891 | 2899.6755 | 3878.0664 |  | 0.11487 | 0.13911 | 0.15176 | 0.12188 | 0.14673
| 2027 | 2574.9743 | 3804.2787 | 4311.5649 | 2996.1386 | 4090.4988 |  | 0.11565 | 0.14322 | 0.15773 | 0.12361 | 0.15156
| 2028 | 2636.3202 | 3998.3392 | 4586.1356 | 3096.1903 | 4316.3384 |  | 0.11655 | 0.14735 | 0.16398 | 0.12545 | 0.15654
| 2029 | 2699.2134 | 4187.9414 | 4837.2852 | 3180.4906 | 4498.7719 |  | 0.11751 | 0.15131 | 0.16959 | 0.1268 | 0.16041
| 2030 | 2763.6949 | 4383.2031 | 5089.5925 | 3262.7938 | 4670.9157 |  | 0.11851 | 0.15533 | 0.17503 | 0.12805 | 0.16383
| 2031 | 2829.806 | 4587.0751 | 5355.5217 | 3345.877 | 4846.1085 |  | 0.11941 | 0.15947 | 0.18076 | 0.12924 | 0.16727
| 2032 | 2897.5888 | 4800.0623 | 5635.1883 | 3430.2498 | 5024.5239 |  | 0.12021 | 0.16376 | 0.18683 | 0.13045 | 0.17073
| 2033 | 2967.0855 | 5022.5948 | 5929.5959 | 3516.0874 | 5206.3533 |  | 0.12097 | 0.16824 | 0.19317 | 0.1317 | 0.1742
| 2034 | 3038.3393 | 5232.2248 | 6176.8165 | 3595.4776 | 5374.4819 |  | 0.12173 | 0.1724 | 0.19821 | 0.13278 | 0.17723
| 2035 | 3111.394 | 5445.3791 | 6419.6663 | 3674.9008 | 5540.6981 |  | 0.12254 | 0.17654 | 0.2029 | 0.13387 | 0.18015
| 2036 | 3186.2941 | 5665.1106 | 6668.0919 | 3755.0486 | 5707.4855 |  | 0.1234 | 0.18073 | 0.20762 | 0.1349 | 0.18301
| 2037 | 3263.085 | 5891.804 | 6921.6595 | 3836.0336 | 5874.7812 |  | 0.12435 | 0.18502 | 0.21241 | 0.13596 | 0.18584
| 2038 | 3341.813 | 6125.6968 | 7180.5479 | 3917.8935 | 6042.4432 |  | 0.1253 | 0.18937 | 0.21721 | 0.137 | 0.18861
| 2039 | 3422.5252 | 6367.0116 | 7444.9378 | 4000.6486 | 6210.3112 |  | 0.12625 | 0.19382 | 0.22203 | 0.13802 | 0.19131
| 2040 | 3505.2697 | 6615.9739 | 7714.9939 | 4084.3154 | 6378.218 |  | 0.12731 | 0.19837 | 0.2269 | 0.13907 | 0.19397

## Non-Energy Water Demand
| Non-energy water demands | Aurecon/DWA data | [10 empty] | TIMES
| Year | 2006 | 2010 | 2015 | 2020 | 2025 | 2030 | [5 empty] | 2006 | 2010 | 2015 | 2020 | 2025 | 2030 | 2035 | 2040 | 2045 | 2050
| Region A |  | 16.3 | 31.2 | 40.3 | 40.6 | 43.6 | [5 empty] | 12.3 | 13 | 25.4058 | 40.3 | 40.6 | 43.6 | 44.8 | 46.4 | 46.8 | 47
| Irrigation |  | 10.4 | 10.4 | 10.4 | 10.4 | 10.4 |  |  |  |  | ZZ debug | TIMES 2010: 1.7; TIMES 2015: 5.7942
| Other |  | 5.9 | 20.8 | 29.9 | 30.2 | 33.2 | bar: TIMES 2010 to TIMES 2015
EWR
[13 empty] | 275.3829 | 305.981 | 329.3715
| Region B |  | 355 | 355 | 355 | 355 | 435 | [5 empty] | 229.5 | 255 | 307.7104 | 360.4209 | 363.2344 | 446.1189 | 449.0763 | 452.1084 | 455.2171 | 458.4042
| Irrigation |  | 249 | 249 | 249 | 249 | 249 |  |  |  |  | 4.6781 | 0% | 249 | 249 | 249 | 249 | 249 | 249 | 249 | 249 | 249
| Other |  | 106 | 106 | 106 | 106 | 106 |  |  |  |  | -9097 | 0.5% | 106 | 108.6766 | 111.4209 | 114.2344 | 117.1189 | 120.0763 | 123.1084 | 126.2171 | 129.4042
| EWR |  | 0 | 0 | 0 | 0 | 80 | [6 empty] | 0 | 0 | 0 | 0 | 80 | 80 | 80 | 80 | 80
[12 empty] | ZZ debug | TIMES 2010: 100
| Region C |  | 3192 | 3184 | 3257 | 3355 | 3466 | [5 empty] | 2665.08 | 2717.8 | 2783.7 | 2849.6 | 2915.5 | 2981.4 | 3047.3 | 3113.2 | 3179.1 | 3245
| Irrigation |  | 1141 | 1042 | 1042 | 1042 | 1042
| Other |  | 1725 | 1815 | 1886 | 1983 | 2093
| EWR |  | 326 | 327 | 329 | 330 | 331
| Region D |  | 0 | 4414.5 | 4532.5 | 4639.5 | 0 | [5 empty] | 3492.426 | 3608.71 | 3754.065 | 3899.42 | 4044.775 | 4190.13 | 4335.485 | 4480.84 | 4626.195 | 4771.55
| Irrigation |  |  | 2284 | 2382 | 2466
| Other |  |  | 1843 | 1863 | 1886
| EWR |  |  | 287.5 | 287.5 | 287.5
| Major User Group | Annual Water Requirement (M.m3/a)
|  | 2009 | 2010 | 2011 | 2012 | 2013 | 2014 | 2015 | 2020 | 2025 | 2030
Table 9 Lephalale water requirements per major user group | Eskom | 4.3 | 4.3 | 4.9 | 6.8 | 9.3 | 10.9 | 14.3 | 50.9 | 77.6 | 77.6
| IPPs | 0 | 0.4 | 0.9 | 0.9 | 1.5 | 4.4 | 13.2 | 15.6 | 15.6 | 15.6 |  | TIMES 2006: 0.33; TIMES 2045: 1.05
| Coal Mining (power generation) | 0 | 0 | 1.1 | 2.7 | 4.4 | 5.3 | 6.8 | 14.1 | 20 | 20 |  | TIMES 2006: -626.75; TIMES 2045: -2094
| Exxaro Projects | 3 | 3.2 | 3.7 | 4.7 | 6.6 | 9.2 | 10.8 | 16.9 | 16.2 | 19.2
| Exxaro Projects-base year adjustment | 0 | 0 | 0
| SASOL (Mafutha 1) | 0 | 0 | 0.4 | 6.1 | 6.6 | 9.9 | 25.2 | 43.5 | 43.5 | 44
| Municipality | 5.6 | 5.9 | 7.7 | 10.4 | 12 | 13.6 | 14.5 | 20.4 | 21.2 | 21.6
| Municipality- adjusted | 5.6 | 5.9 | 7.7 | 8 | 9 | 10 | 10 | 13 | 14 | 14
| Irrigation | 10.4 | 10.4 | 10.4 | 10.4 | 10.4 | 10.4 | 10.4 | 10.4 | 10.4 | 10.4 |  | TIMES 2025: 2.752%; TIMES 2030: 3.571%; TIMES 2035: 0.8621%
| Non energy subtotal | 16 | 16.3 | 18.1 | 23.1 | 26 | 29.6 | 31.2 | 40.3 | 40.6 | 43.6 |  | TIMES 2050: 2009 | 2010 | 2011
Table 8 Summary of water requirement for Vaal system | Rand Water |  | 1338 |  |  |  |  | 1417 | 1481 | 1568 | 1666 |  | TIMES 2045: ZZ debug
| Mittal Steel |  | 17 |  |  |  |  | 17 | 17 | 17 | 17
| ESKOM |  | 381 |  |  |  |  | 407 | 416 | 417 | 417
| SASOL (Sasolburg) |  | 27 |  |  |  |  | 30 | 33 | 37 | 41
| SASOL (Secunda) |  | 104 |  |  |  |  | 108 | 112 | 117 | 123 | Secunda raw water p/a (Ras,2011) | TIMES 2006: 98.55; TIMES 2010: Mm3/a; TIMES 2020: 13.18
| Midvaal Water Company |  | 35 |  |  |  |  | 35 | 35 | 35 | 35 |  | TIMES 2020: -23774
| Sediberg Water |  | 41 |  |  |  |  | 41 | 41 | 42 | 43
| Other towns and industries |  | 163 |  |  |  |  | 167 | 167 | 167 | 168
| Vaalharts/Lower Vaal Irrigation |  | 542 |  |  |  |  | 542 | 542 | 542 | 542
| Other irrigation |  | 599 |  |  |  |  | 500 | 500 | 500 | 500
| Wetland/River Losses |  | 326 |  |  |  |  | 327 | 329 | 330 | 331 | [12 empty] | 16.34 | yr: | 2010
| Non energy subtotal |  | 2762 |  |  |  |  | 2749 | 2816 | 2908 | 3012 | [12 empty] | -31346 | urban dmd | 1497.4
| urban:C |  | 1501 |  |  |  |  | 1584 | 1648 | 1735 | 1834
Table 5 Olifants System 2010 Water Requirements | Irrigation (M.m3/a) |  | 254
| Irrigation (M.m3/a) |  | 249 | 249 | 249 | 249 | 249 | 249 | 249 | 249 | 249
| Domestic & Industrial (M.m3/a) |  | 109
| Domestic & Industrial (M.m3/a) |  | 106 | 106 | 106 | 106 | 106 | 106 | 106 | 106 | 106
| Mining (M.m3/a) |  | 21
| Mining (M.m3/a) |  | 26
| Power Generation (M.m3/a) |  | 228
| EWR |  | 0 | [7 empty] | 80
| Non energy subtotal |  | 355 | [7 empty] | 435
| Non energy subtotal |  | 363 | [7 empty] | 648
| URBAN_B |  | 109
Table 10 Orange River System demand | Irrigation |  |  |  | 2229 |  |  | 2284 | 2382 | 2466
| Domestic/Urban Demand |  |  |  | 217 |  |  | 268 | 288 | 311 |  |  | TIMES 2020: 29.071
| Lesotho Highlands Transfer: Katse Dam to Vaal Dam |  |  |  | 713 |  |  | 780 | 780 | 780 |  |  | TIMES 2020: -54824
| River requirement |  |  |  | 615 |  |  | 615 | 615 | 615
| Operating requirements |  |  |  | 180 |  |  | 180 | 180 | 180
| River Mouth Environmental requirement |  |  |  | 287.5 |  |  | 287.5 | 287.5 | 287.5
| CSP |  |  |  | 0 |  |  | 5 | 20 | 20
| Non energy subtotal |  |  |  | 3626.5 |  |  | 3799.5 | 3917.5 | 4024.5
Table 5 Summary of Water Requirements (2010) in the Olifants System (Aurecon, 2011)
| Management Zone | Irrigation (M.m3/a) | Domestic & Industrial (M.m3/a) | Mining (M.m3/a) | Power Generation (M.m3/a) | Total Requirements | Total Available Resource (M.m3/a)
(M.m3/a)
| Middle Olifants | 93 | 39 | 24 | 0 | 156 | 227
| Lower Olifants | 161 | 21 | 36 | 0 | 218 | 202
| Total | 508 | 169 | 81 | 228 | 986 | 1047
Table 6 Olifants 2030 Water Balance (Aurecon, 2011)
| Management Zone | Total Water Resource (M.m3/a) | Water Requirement (M.m3/a) | EWR (M.m3/a) | Water Balance (M.m3/a)
| Upper Olifants | 618 | 648 | 80 | -110
| Middle Olifants | 227 | 214 | 51 | -38
| Lower Olifants | 202 | 230 | 69 | -97
| Total | 1047 | 1092 | 200 | -245
Orange River System
|  | 2012 | 2015 | 2020 | 2025
IRRIGATION DEMANDS
| Upper Orange Irrigation | 256.17 | 258.79 | 264.9 | 264.9
| From Gariep only | 596.88 | 596.88 | 614.88 | 632.88
| From Vanderkloof (RSA) | 1330.26 | 1366.99 | 1403.1 | 1404.08
| From Vanderkloof (Namibia) 1 | 45.93 | 61.03 | 99.42 | 164.6
|  | 2229.24 | 2283.69 | 2382.3 | 2466.46
| Total Domestic / Urban Demands | 217.02 | 268.34 | 288.2 | 311.09
LESOTHO HIGHLANDS TRANSFERS
| Total Transfer Katse to Vaal Dam | 712.86 | 780 | 780 | 780
| TOTAL DOMESTIC AND IRRIGATION DEMANDS | 2446.26 | 2552.03 | 2670.5 | 2777.55
| Total Orange River Demand | 4241.66 | 4414.57 | 4533.05 | 4640.11
| ZZWMIN debug |  | 2006 | 2007 | 2008 | 2009 | 2010 | 2011 | 2012 | 2013 | 2014 | 2015 | 2016 | 2017 | 2018 | 2019 | 2020 | 2021 | 2022 | 2023 | 2024 | 2025 | 2026 | 2027 | 2028 | 2029 | 2030 | 2031 | 2032 | 2033 | 2034 | 2035 | 2036 | 2037 | 2038 | 2039 | 2040 | 2045 | 2050
| WA0A |  | 12 | 12.25 | 12.5 | 12.75 | 13 | 15 | 17 | 20 | 22 | 25 | 28.06 | 31.12 | 34.18 | 37.24 | 40.3 | 40.36 | 40.42 | 40.48 | 40.54 | 40.6 | 41.2 | 41.8 | 42.4 | 43 | 43.6 | 43.84 | 44.08 | 44.32 | 44.56 | 44.8 | 45.13 | 45.46 | 45.79 | 46.12 | 46.4 | 46.8 | 47
| WA0-B |  | 230 | 236.25 | 242.5 | 248.75 | 255 | 265.6 | 276.2 | 286.8 | 297.4 | 308 | 318.484 | 328.968 | 339.452 | 349.936 | 360.42 | 360.982 | 361.544 | 362.106 | 362.668 | 363.23 | 379.808 | 396.386 | 412.964 | 429.542 | 446.12 | 446.712 | 447.304 | 447.896 | 448.488 | 449.08 | 449.686 | 450.292 | 450.898 | 451.504 | 452.11 | 455.22 | 458.4
| WA0-D |  | 3492.43 | 3521.5 | 3550.57 | 3579.64 | 3608.71 | 3637.782 | 3666.854 | 3695.926 | 3724.998 | 3754.07 | 3783.14 | 3812.21 | 3841.28 | 3870.35 | 3899.42 | 3928.492 | 3957.564 | 3986.636 | 4015.708 | 4044.78 | 4073.85 | 4102.92 | 4129.99 | 4157.2386 | 4184.667 | 4212.2763 | 4240.0678 | 4268.0427 | 4296.2021 | 4324.5474 | 4353.0796 | 4381.8001 | 4410.7101 | 4439.8108 | 4469.1035 | 4498.5895 | 4528.27
test run
| Scenario | Parameter | Units | Region | Item1 | Commodity | [5 empty] | 2006 | 2007 | 2008 | 2009 | 2010 | 2011 | 2012 | 2013 | 2014 | 2015 | 2016 | 2017 | 2018 | 2019 | 2020 | 2021 | 2022 | 2023 | 2024 | 2025 | 2026 | 2027 | 2028 | 2029 | 2030 | 2031 | 2032 | 2033 | 2034 | 2035 | 2036 | 2037 | 2038 | 2039 | 2040 | 2045 | 2050
|  | COM_PROJ | PJ | REGION1 | - | DEM-WAT-OTH-A | [5 empty] | 12 | 12.25 | 12.5 | 12.75 | 13 | 15 | 17 | 20 | 22 | 25 | 28.06 | 31.12 | 34.18 | 37.24 | 40.3 | 40.36 | 40.42 | 40.48 | 40.54 | 40.6 | 41.2 | 41.8 | 42.4 | 43 | 43.6 | 43.84 | 44.08 | 44.32 | 44.56 | 44.8 | 45.13 | 45.46 | 45.79 | 46.12 | 46.4 | 46.8 | 47
[11 empty] | 1% | 12 | 12.25 | 12.5 | 12.75 | 13 | 15 | 17 | 20 | 22 | 25 | 28.06 | 31.12 | 34.18 | 37.24 | 39 | 39.5 | 39.895 | 40.294 | 40.6969 | 41.1039 | 41.5149 | 41.93 | 42.3493 | 42.7728 | 43.2006 | 43.6326 | 44.0689 | 44.5096 | 44.9547 | 45.4042 | 45.8583 | 46.3169 | 46.78 | 47.2478 | 47.7203 | 48.1975 | 48.6795
[11 empty] | 0.5% | 12 | 12.25 | 12.5 | 12.75 | 13 | 15 | 17 | 20 | 22 | 25 | 28.06 | 31.12 | 34.18 | 37.24 | 39 | 39.5 | 39.895 | 40.294 | 40.6969 | 41.1039 | 41.5149 | 41.93 | 42.3493 | 42.7728 | 43.2006 | 43.4166 | 43.6337 | 43.8518 | 44.0711 | 44.2914 | 44.5129 | 44.7355 | 44.9591 | 45.1839 | 45.4099 | 46.5565 | 47.7321
|  | COM_PROJ | PJ | REGION1 | - | DEM-WAT-OTH-B | [5 empty] | 230 | 236.25 | 242.5 | 248.75 | 255 | 265.6 | 276.2 | 286.8 | 297.4 | 308 | 318.484 | 328.968 | 339.452 | 349.936 | 360.42 | 360.982 | 361.544 | 362.106 | 362.668 | 363.23 | 379.808 | 396.386 | 412.964 | 429.542 | 446.12 | 446.712 | 447.304 | 447.896 | 448.488 | 449.08 | 449.686 | 450.292 | 450.898 | 451.504 | 452.11 | 455.22 | 458.4
[11 empty] | 0.5% | 230 | 236.25 | 242.5 | 248.75 | 255 | 265.6 | 276.2 | 286.8 | 297.4 | 308 | 318.484 | 328.968 | 339.452 | 349.936 | 360.42 | 360.982 | 361.544 | 362.106 | 362.668 | 363.23 | 379.808 | 396.386 | 412.964 | 429.542 | 446.12 | 448.3506 | 450.5924 | 452.8453 | 455.1095 | 457.3851 | 459.672 | 461.9704 | 464.2802 | 466.6016 | 468.9346 | 480.7758 | 492.916
|  | COM_PROJ | PJ | REGION1 | - | DEM-WAT-OTH-C | [5 empty] | 2665.08 | 2678.26 | 2691.44 | 2704.62 | 2717.8 | 2730.98 | 2744.16 | 2757.34 | 2770.52 | 2783.7 | 2796.88 | 2810.06 | 2823.24 | 2836.42 | 2849.6 | 2862.78 | 2875.96 | 2889.14 | 2902.32 | 2915.5 | 2928.68 | 2941.86 | 2955.04 | 2968.22 | 2981.4 | 2994.58 | 3007.76 | 3020.94 | 3034.12 | 3047.3 | 3060.48 | 3073.66 | 3086.84 | 3100.02 | 3113.2 | 3179.1 | 3245
[11 empty] | 0.5% | 2665.08 | 2678.26 | 2691.44 | 2704.62 | 2717.8 | 2730.98 | 2744.16 | 2757.34 | 2770.52 | 2783.7 | 2796.88 | 2810.06 | 2823.24 | 2836.42 | 2849.6 | 2862.78 | 2875.96 | 2889.14 | 2902.32 | 2915.5 | 2928.68 | 2941.86 | 2955.04 | 2968.22 | 2981.4 | 2996.307 | 3011.2885 | 3026.345 | 3041.4767 | 3056.6841 | 3071.9675 | 3087.3273 | 3102.764 | 3118.2778 | 3133.8692 | 3213.0033 | 3294.1357
|  | COM_PROJ | PJ | REGION1 | - | DEM-WAT-OTH-D | [5 empty] | 3467.2275 | 3496.0877 | 3524.9479 | 3553.8082 | 3582.6684 | 3611.5286 | 3640.3888 | 3669.259 | 3698.1192 | 3726.9794 | 3755.8396 | 3784.6998 | 3813.5601 | 3842.4203 | 3871.2805 | 3900.1407 | 3929.001 | 3957.8711 | 3986.7313 | 4015.5915 | 4044.4518 | 4073.312 | 4100.1866 | 4127.24 | 4154.4721 | 4181.8828 | 4209.4723 | 4237.2404 | 4265.1972 | 4293.3426 | 4321.6668 | 4350.1795 | 4378.8809 | 4407.7709 | 4436.8495 | 4466.1267 | 4495.5925
[11 empty] | 0.5% | 3467.2275 | 3496.0877 | 3524.9479 | 3553.8082 | 3582.6684 | 3611.5286 | 3640.3888 | 3669.259 | 3698.1192 | 3726.9794 | 3755.8396 | 3784.6998 | 3813.5601 | 3842.4203 | 3871.2805 | 3900.1407 | 3929.001 | 3957.8711 | 3986.7313 | 4015.5915 | 4044.4518 | 4073.312 | 4100.1866 | 4127.24 | 4154.4721 | 4175.2445 | 4196.1207 | 4217.1013 | 4238.1868 | 4259.3777 | 4280.6746 | 4302.078 | 4323.5884 | 4345.2063 | 4366.9324 | 4477.2029 | 4590.2578
Water fractional shares by model region.
SATIM-W
WSR-A | irrigation | [5 empty] | Calibration year fractional share
| other | [5 empty] | 2010
63.8%
36.2%
19.63%
GDP demand elasticity
|  | 2010 | 2020 | 2030 | 2050
WSR-A | Agriculture
| Residential | 1 | 1 | 1 | 1
| Industry | 1 | 1 | 1 | 1
| Commerce | 1 | 1 | 1 | 1
WSR-B | Agriculture
Industry
Residential
| Climate scenarios | Dry
Mining water use Mining water use in the Upper Olifants catchment consists almost entirely of coal mining. Coal mines in this area generally have a small water use on start-up but once even moderate excavation depths are reached, there is excess water in the mine which has to pumped out. According to Coleman (2011), the water use estimated for coal mines given in the IWRMP report (DWA, 2009) are now probably over-estimated since water use by these mines are reducing over time. With regard to future mining activities, Gunther (2011) reiterates that coal mines in the upper Olifants catchment suffer from excess water and hence the water requirements of the coal mining sector is decreasing and not increasing. A good example of this is the proposed new coal mine planned to serve the new Kusile power station which will reportedly not use any surface water but rather use water from neighbouring coal mines during the start-up phase, It is recommended that water use of coal mines be monitored and as this decreases the water that is freed up must be de-registered and formally freed up for re-allocation or left for the ecological Reserve.
Note on N3: Font indicates extrapolated or interpolated value.
Note on O4: SATW03L3MI3 10/03/2015
Note on P4: copied from 2012
Note on N7: Arbritrary reduction @ ~3%p/a
Note on E8: Green font indicates data substituted for missing values.
Note on N8: Arbritrary reduction @ ~3%p/a
Note on N10: arbitrary growth factor
Note on O12: SATW03MI3B 16/03/2015 Value for yr 2011 = 63
Note on B33: Adapted from Fig 7.1
Note on B39: Water drawn from Vaal dam
Note on B40: Located in WSR-B. Water drawn from Grootdraai similar to Tutuka pwr station.
Note on B51: Alternate value taken from Development of a Reconciliation Strategy for the Olifants River Water Supply System (DWA,2011) Table 4.12
Note on D54: Need to remove coal mining contribution.
Note on B66: Not included in demand from system yield

## non-power liquid fuels
Outputs Workbook: FINAL
| Total liquid fuel demand |  | 2006 | 2010 | 2015 | 2020 | 2025 | 2030 | 2035 | 2040 | 2045 | 2050
| RUN11 | Reference with shale
| ODS* |  | 322.7214 | 343.2785 | 414.6388 | 481.1133 | 538.3062 | 583.8204 | 606.0316 | 616.2925 | 666.0639 | 668.9822
| OGS* |  | 392.2486 | 400.5059 | 421.912 | 470.1119 | 469.9586 | 444.3152 | 448.7392 | 450.8517 | 347.063 | 343.3675
| OKE* |  | 119.9451 | 125.9019 | 126.4169 | 129.1434 | 156.4749 | 171.5934 | 185.1662 | 187.5167 | 186.739 | 185.7025
| OLP* |  | 6.2925 | 21.1584 | 21.3216 | 21.3217 | 16.9206 | 28.9575 | 30.5203 | 28.4077 | 22.937 | 32.2387
| OHF* |  | 26.5396 | 48.6888 | 66.0244 | 99.568 | 99.5679 | 99.5679 | 99.568 | 99.5679 | 99.568 | 99.5681
| OAG* |  | 0 | 0 | 0 | 0 | 0 | 0 | 0 | 0 | 0 | 0
| total |  | 867.7472 | 939.5335 | 1050.3137 | 1201.2583 | 1281.2282 | 1328.2544 | 1370.0253 | 1382.6365 | 1322.3709 | 1329.859
|  |  | 2006 | 2007 | 2008 | 2009 | 2010 | 2011 | 2012 | 2013 | 2014 | 2015 | 2016 | 2017 | 2018 | 2019 | 2020 | 2021 | 2022 | 2023 | 2024 | 2025 | 2026 | 2027 | 2028 | 2029 | 2030 | 2031 | 2032 | 2033 | 2034 | 2035 | 2036 | 2037 | 2038 | 2039 | 2040 | 2045 | 2050
| ODS* |  | 867.7472 2006: 322.7214; 1281.2282 2010: 343.2785; 1329.859 2015: 414.6388; 1329.859 2020: 481.1133; 1329.859 2025: 538.3062; 1329.859 2030: 583.8204; 1329.859 2035: 606.0316; 1329.859 2040: 616.2925; 1329.859 2045: 666.0639; 1329.859 2050: 668.9822
| OGS* |  | 867.7472 2006: 392.2486; 1281.2282 2010: 400.5059; 1329.859 2015: 421.912; 1329.859 2020: 470.1119; 1329.859 2025: 469.9586; 1329.859 2030: 444.3152; 1329.859 2035: 448.7392; 1329.859 2040: 450.8517; 1329.859 2045: 347.063; 1329.859 2050: 343.3675
| OKE* |  | 867.7472 2006: 119.9451; 1281.2282 2010: 125.9019; 1329.859 2015: 126.4169; 1329.859 2020: 129.1434; 1329.859 2025: 156.4749; 1329.859 2030: 171.5934; 1329.859 2035: 185.1662; 1329.859 2040: 187.5167; 1329.859 2045: 186.739; 1329.859 2050: 185.7025
| OLP* |  | 867.7472 2006: 6.2925; 1281.2282 2010: 21.1584; 1329.859 2015: 21.3216; 1329.859 2020: 21.3217; 1329.859 2025: 16.9206; 1329.859 2030: 28.9575; 1329.859 2035: 30.5203; 1329.859 2040: 28.4077; 1329.859 2045: 22.937; 1329.859 2050: 32.2387
| OHF* |  | 867.7472 2006: 26.5396; 1281.2282 2010: 48.6888; 1329.859 2015: 66.0244; 1329.859 2020: 99.568; 1329.859 2025: 99.5679; 1329.859 2030: 99.5679; 1329.859 2035: 99.568; 1329.859 2040: 99.5679; 1329.859 2045: 99.568; 1329.859 2050: 99.5681

## CPI_1960-2013
|  | Downloaded from StatsSA: CPI headline index Dec 2012 = 100) in 2013 | [14 empty] | Convert From |  | 2012 |  | 0.892 | [7 empty] | 2006 | 2007 | 2008 | 2009 | 2010 | 2011 | 2012 | 2013 | 2014 | 2015
[17 empty] | Convert To |  | 2010 | [8 empty] | 2010 | 1.3118 | 1.2054 | 1.0999 | 1.0348 | 1 | 0.94292 | 0.892 | 0.8463 | 0.80294 | #N/A
|  | Jan | Feb | Mar | Apr | May | Jun | Jul | Aug | Sep | Oct | Nov | Dec | Average | Jan | Feb | Mar | Apr | May | Jun | Jul | Aug | Sep | Oct | Nov | Dec | Average |  | -0.31176 | -0.20541 | -0.099877 | -0.034803 | 0 | 0.057082 | 0.108 | 0.1537 | 0.19706 | #N/A
| 1960 | 1,5 | 1,5 | 1,5 | 1,5 | 1,5 | 1,5 | 1,5 | 1,5 | 1,5 | 1,5 | 1,5 | 1,5 | 1,5 | 1.5 | 1.5 | 1.5 | 1.5 | 1.5 | 1.5 | 1.5 | 1.5 | 1.5 | 1.5 | 1.5 | 1.5 | 1.5
| 1961 | 1,5 | 1,5 | 1,5 | 1,5 | 1,5 | 1,5 | 1,5 | 1,5 | 1,5 | 1,5 | 1,5 | 1,5 | 1,5 | 1.5 | 1.5 | 1.5 | 1.5 | 1.5 | 1.5 | 1.5 | 1.5 | 1.5 | 1.5 | 1.5 | 1.5 | 1.5
| 1962 | 1,5 | 1,5 | 1,5 | 1,5 | 1,5 | 1,5 | 1,5 | 1,5 | 1,5 | 1,5 | 1,5 | 1,5 | 1,5 | 1.5 | 1.5 | 1.5 | 1.5 | 1.5 | 1.5 | 1.5 | 1.5 | 1.5 | 1.5 | 1.5 | 1.5 | 1.5
| 1963 | 1,5 | 1,5 | 1,5 | 1,5 | 1,5 | 1,5 | 1,5 | 1,5 | 1,5 | 1,5 | 1,5 | 1,5 | 1,5 | 1.5 | 1.5 | 1.5 | 1.5 | 1.5 | 1.5 | 1.5 | 1.5 | 1.5 | 1.5 | 1.5 | 1.5 | 1.5 | 4443.074 | [7 empty] | 5250
| 1964 | 1,5 | 1,5 | 1,5 | 1,6 | 1,6 | 1,6 | 1,6 | 1,6 | 1,6 | 1,6 | 1,6 | 1,6 | 1,6 | 1.5 | 1.5 | 1.5 | 1.6 | 1.6 | 1.6 | 1.6 | 1.6 | 1.6 | 1.6 | 1.6 | 1.6 | 1.6 | 4158.6486 |  | 3450
| 1965 | 1,6 | 1,6 | 1,6 | 1,6 | 1,6 | 1,6 | 1,6 | 1,6 | 1,6 | 1,6 | 1,6 | 1,6 | 1,6 | 1.6 | 1.6 | 1.6 | 1.6 | 1.6 | 1.6 | 1.6 | 1.6 | 1.6 | 1.6 | 1.6 | 1.6 | 1.6
| 1966 | 1,6 | 1,6 | 1,7 | 1,7 | 1,7 | 1,7 | 1,7 | 1,7 | 1,7 | 1,7 | 1,7 | 1,7 | 1,7 | 1.6 | 1.6 | 1.7 | 1.7 | 1.7 | 1.7 | 1.7 | 1.7 | 1.7 | 1.7 | 1.7 | 1.7 | 1.7
| 1967 | 1,7 | 1,7 | 1,7 | 1,7 | 1,7 | 1,7 | 1,7 | 1,7 | 1,7 | 1,7 | 1,7 | 1,7 | 1,7 | 1.7 | 1.7 | 1.7 | 1.7 | 1.7 | 1.7 | 1.7 | 1.7 | 1.7 | 1.7 | 1.7 | 1.7 | 1.7
| 1968 | 1,7 | 1,7 | 1,7 | 1,7 | 1,7 | 1,7 | 1,8 | 1,8 | 1,8 | 1,8 | 1,8 | 1,8 | 1,8 | 1.7 | 1.7 | 1.7 | 1.7 | 1.7 | 1.7 | 1.8 | 1.8 | 1.8 | 1.8 | 1.8 | 1.8 | 1.8
| 1969 | 1,8 | 1,8 | 1,8 | 1,8 | 1,8 | 1,8 | 1,8 | 1,8 | 1,8 | 1,9 | 1,9 | 1,9 | 1,8 | 1.8 | 1.8 | 1.8 | 1.8 | 1.8 | 1.8 | 1.8 | 1.8 | 1.8 | 1.9 | 1.9 | 1.9 | 1.8
| 1970 | 1,9 | 1,9 | 1,9 | 1,9 | 1,9 | 1,9 | 1,9 | 2,0 | 2,0 | 2,0 | 2,0 | 2,0 | 1,9 | 1.9 | 1.9 | 1.9 | 1.9 | 1.9 | 1.9 | 1.9 | 2 | 2 | 2 | 2 | 2 | 1.9
| 1971 | 2,0 | 2,0 | 2,0 | 2,0 | 2,0 | 2,0 | 2,0 | 2,1 | 2,1 | 2,1 | 2,1 | 2,1 | 2,0 | 2 | 2 | 2 | 2 | 2 | 2 | 2 | 2.1 | 2.1 | 2.1 | 2.1 | 2.1 | 2
| 1972 | 2,1 | 2,1 | 2,1 | 2,1 | 2,1 | 2,1 | 2,2 | 2,2 | 2,2 | 2,3 | 2,3 | 2,3 | 2,2 | 2.1 | 2.1 | 2.1 | 2.1 | 2.1 | 2.1 | 2.2 | 2.2 | 2.2 | 2.3 | 2.3 | 2.3 | 2.2
| 1973 | 2,3 | 2,3 | 2,3 | 2,4 | 2,4 | 2,4 | 2,4 | 2,4 | 2,4 | 2,5 | 2,5 | 2,5 | 2,4 | 2.3 | 2.3 | 2.3 | 2.4 | 2.4 | 2.4 | 2.4 | 2.4 | 2.4 | 2.5 | 2.5 | 2.5 | 2.4
| 1974 | 2,5 | 2,5 | 2,6 | 2,6 | 2,6 | 2,7 | 2,7 | 2,7 | 2,8 | 2,8 | 2,8 | 2,8 | 2,7 | 2.5 | 2.5 | 2.6 | 2.6 | 2.6 | 2.7 | 2.7 | 2.7 | 2.8 | 2.8 | 2.8 | 2.8 | 2.7
| 1975 | 2,9 | 2,9 | 2,9 | 3,0 | 3,0 | 3,0 | 3,1 | 3,1 | 3,1 | 3,1 | 3,2 | 3,2 | 3,0 | 2.9 | 2.9 | 2.9 | 3 | 3 | 3 | 3.1 | 3.1 | 3.1 | 3.1 | 3.2 | 3.2 | 3
| 1976 | 3,2 | 3,2 | 3,3 | 3,3 | 3,3 | 3,4 | 3,4 | 3,5 | 3,5 | 3,5 | 3,5 | 3,5 | 3,4 | 3.2 | 3.2 | 3.3 | 3.3 | 3.3 | 3.4 | 3.4 | 3.5 | 3.5 | 3.5 | 3.5 | 3.5 | 3.4
| 1977 | 3,6 | 3,6 | 3,6 | 3,7 | 3,7 | 3,7 | 3,7 | 3,8 | 3,8 | 3,8 | 3,8 | 3,9 | 3,7 | 3.6 | 3.6 | 3.6 | 3.7 | 3.7 | 3.7 | 3.7 | 3.8 | 3.8 | 3.8 | 3.8 | 3.9 | 3.7
| 1978 | 3,9 | 3,9 | 3,9 | 4,0 | 4,0 | 4,0 | 4,2 | 4,2 | 4,3 | 4,3 | 4,3 | 4,3 | 4,1 | 3.9 | 3.9 | 3.9 | 4 | 4 | 4 | 4.2 | 4.2 | 4.3 | 4.3 | 4.3 | 4.3 | 4.1
| 1979 | 4,4 | 4,4 | 4,5 | 4,5 | 4,5 | 4,6 | 4,8 | 4,8 | 4,9 | 4,9 | 4,9 | 5,0 | 4,7 | 4.4 | 4.4 | 4.5 | 4.5 | 4.5 | 4.6 | 4.8 | 4.8 | 4.9 | 4.9 | 4.9 | 5 | 4.7
| 1980 | 5,0 | 5,1 | 5,1 | 5,1 | 5,2 | 5,3 | 5,4 | 5,4 | 5,5 | 5,7 | 5,7 | 5,8 | 5,4 | 5 | 5.1 | 5.1 | 5.1 | 5.2 | 5.3 | 5.4 | 5.4 | 5.5 | 5.7 | 5.7 | 5.8 | 5.4
| 1981 | 5,8 | 5,9 | 5,9 | 5,9 | 6,0 | 6,1 | 6,2 | 6,3 | 6,5 | 6,5 | 6,6 | 6,6 | 6,2 | 5.8 | 5.9 | 5.9 | 5.9 | 6 | 6.1 | 6.2 | 6.3 | 6.5 | 6.5 | 6.6 | 6.6 | 6.2
| 1982 | 6,6 | 6,7 | 6,9 | 6,9 | 7,0 | 7,0 | 7,1 | 7,2 | 7,3 | 7,4 | 7,5 | 7,5 | 7,1 | 6.6 | 6.7 | 6.9 | 6.9 | 7 | 7 | 7.1 | 7.2 | 7.3 | 7.4 | 7.5 | 7.5 | 7.1
| 1983 | 7,5 | 7,7 | 7,7 | 7,8 | 7,9 | 7,9 | 8,0 | 8,1 | 8,1 | 8,2 | 8,3 | 8,3 | 8,0 | 7.5 | 7.7 | 7.7 | 7.8 | 7.9 | 7.9 | 8 | 8.1 | 8.1 | 8.2 | 8.3 | 8.3 | 8
| 1984 | 8,4 | 8,4 | 8,5 | 8,7 | 8,8 | 8,8 | 8,9 | 9,0 | 9,1 | 9,2 | 9,3 | 9,4 | 8,9 | 8.4 | 8.4 | 8.5 | 8.7 | 8.8 | 8.8 | 8.9 | 9 | 9.1 | 9.2 | 9.3 | 9.4 | 8.9
| 1985 | 9,5 | 9,8 | 9,8 | 10,1 | 10,2 | 10,3 | 10,3 | 10,5 | 10,6 | 10,7 | 10,9 | 11,1 | 10,3 | 9.5 | 9.8 | 9.8 | 10.1 | 10.2 | 10.3 | 10.3 | 10.5 | 10.6 | 10.7 | 10.9 | 11.1 | 10.3
| 1986 | 11,4 | 11,5 | 11,7 | 11,9 | 11,9 | 12,1 | 12,3 | 12,5 | 12,7 | 12,9 | 13,0 | 13,1 | 12,3 | 11.4 | 11.5 | 11.7 | 11.9 | 11.9 | 12.1 | 12.3 | 12.5 | 12.7 | 12.9 | 13 | 13.1 | 12.3
| 1987 | 13,3 | 13,5 | 13,7 | 13,9 | 14,0 | 14,1 | 14,2 | 14,4 | 14,7 | 14,8 | 15,0 | 15,1 | 14,2 | 13.3 | 13.5 | 13.7 | 13.9 | 14 | 14.1 | 14.2 | 14.4 | 14.7 | 14.8 | 15 | 15.1 | 14.2
| 1988 | 15,2 | 15,2 | 15,5 | 15,6 | 15,8 | 15,9 | 16,1 | 16,3 | 16,5 | 16,7 | 16,8 | 17,0 | 16,1 | 15.2 | 15.2 | 15.5 | 15.6 | 15.8 | 15.9 | 16.1 | 16.3 | 16.5 | 16.7 | 16.8 | 17 | 16.1
| 1989 | 17,2 | 17,4 | 17,7 | 17,9 | 18,2 | 18,3 | 18,5 | 18,8 | 18,9 | 19,1 | 19,3 | 19,6 | 18,4 | 17.2 | 17.4 | 17.7 | 17.9 | 18.2 | 18.3 | 18.5 | 18.8 | 18.9 | 19.1 | 19.3 | 19.6 | 18.4
| 1990 | 19,8 | 20,0 | 20,3 | 20,4 | 20,7 | 20,8 | 21,0 | 21,3 | 21,6 | 21,8 | 22,3 | 22,4 | 21,0 | 19.8 | 20 | 20.3 | 20.4 | 20.7 | 20.8 | 21 | 21.3 | 21.6 | 21.8 | 22.3 | 22.4 | 21
| 1991 | 22,7 | 23,0 | 23,1 | 23,5 | 23,8 | 24,0 | 24,3 | 24,6 | 25,0 | 25,4 | 25,7 | 26,0 | 24,3 | 22.7 | 23 | 23.1 | 23.5 | 23.8 | 24 | 24.3 | 24.6 | 25 | 25.4 | 25.7 | 26 | 24.3
| 1992 | 26,4 | 26,6 | 26,8 | 27,2 | 27,3 | 27,6 | 27,9 | 28,2 | 28,3 | 28,4 | 28,6 | 28,6 | 27,7 | 26.4 | 26.6 | 26.8 | 27.2 | 27.3 | 27.6 | 27.9 | 28.2 | 28.3 | 28.4 | 28.6 | 28.6 | 27.7
| 1993 | 28,9 | 29,0 | 29,4 | 30,1 | 30,2 | 30,4 | 30,6 | 30,8 | 30,9 | 31,1 | 31,2 | 31,3 | 30,3 | 28.9 | 29 | 29.4 | 30.1 | 30.2 | 30.4 | 30.6 | 30.8 | 30.9 | 31.1 | 31.2 | 31.3 | 30.3
| 1994 | 31,7 | 31,8 | 32,0 | 32,2 | 32,4 | 32,6 | 33,1 | 33,6 | 34,0 | 34,2 | 34,3 | 34,3 | 33,0 | 31.7 | 31.8 | 32 | 32.2 | 32.4 | 32.6 | 33.1 | 33.6 | 34 | 34.2 | 34.3 | 34.3 | 33
| 1995 | 34,8 | 35,0 | 35,4 | 35,8 | 35,9 | 35,9 | 36,1 | 36,2 | 36,2 | 36,3 | 36,5 | 36,7 | 35,9 | 34.8 | 35 | 35.4 | 35.8 | 35.9 | 35.9 | 36.1 | 36.2 | 36.2 | 36.3 | 36.5 | 36.7 | 35.9
| 1996 | 37,2 | 37,3 | 37,5 | 37,8 | 38,0 | 38,4 | 38,7 | 38,8 | 39,2 | 39,6 | 39,8 | 40,2 | 38,5 | 37.2 | 37.3 | 37.5 | 37.8 | 38 | 38.4 | 38.7 | 38.8 | 39.2 | 39.6 | 39.8 | 40.2 | 38.5
| 1997 | 40,6 | 40,9 | 41,1 | 41,5 | 41,7 | 41,8 | 42,2 | 42,2 | 42,5 | 42,6 | 42,5 | 42,6 | 41,9 | 40.6 | 40.9 | 41.1 | 41.5 | 41.7 | 41.8 | 42.2 | 42.2 | 42.5 | 42.6 | 42.5 | 42.6 | 41.9
| 1998 | 43,0 | 43,1 | 43,4 | 43,6 | 43,8 | 44,0 | 45,0 | 45,5 | 46,3 | 46,5 | 46,5 | 46,5 | 44,8 | 43 | 43.1 | 43.4 | 43.6 | 43.8 | 44 | 45 | 45.5 | 46.3 | 46.5 | 46.5 | 46.5 | 44.8
| 1999 | 46,8 | 46,8 | 46,8 | 46,9 | 46,9 | 47,1 | 47,1 | 47,0 | 47,1 | 47,3 | 47,4 | 47,5 | 47,1 | 46.8 | 46.8 | 46.8 | 46.9 | 46.9 | 47.1 | 47.1 | 47 | 47.1 | 47.3 | 47.4 | 47.5 | 47.1
| 2000 | 48,1 | 47,9 | 48,4 | 49,0 | 49,3 | 49,6 | 50,0 | 50,2 | 50,4 | 50,6 | 50,7 | 50,8 | 49,6 | 48.1 | 47.9 | 48.4 | 49 | 49.3 | 49.6 | 50 | 50.2 | 50.4 | 50.6 | 50.7 | 50.8 | 49.6
| 2001 | 51,5 | 51,6 | 51,9 | 52,2 | 52,4 | 52,6 | 52,6 | 52,5 | 52,6 | 52,6 | 52,9 | 53,1 | 52,4 | 51.5 | 51.6 | 51.9 | 52.2 | 52.4 | 52.6 | 52.6 | 52.5 | 52.6 | 52.6 | 52.9 | 53.1 | 52.4
| 2002 | 54,1 | 54,6 | 55,2 | 56,0 | 56,4 | 56,8 | 57,7 | 57,9 | 58,6 | 59,4 | 59,7 | 59,7 | 57,2 | 54.1 | 54.6 | 55.2 | 56 | 56.4 | 56.8 | 57.7 | 57.9 | 58.6 | 59.4 | 59.7 | 59.7 | 57.2
| 2003 | 60,3 | 60,2 | 60,9 | 61,0 | 60,9 | 60,7 | 60,7 | 60,9 | 60,7 | 60,3 | 59,9 | 59,9 | 60,5 | 60.3 | 60.2 | 60.9 | 61 | 60.9 | 60.7 | 60.7 | 60.9 | 60.7 | 60.3 | 59.9 | 59.9 | 60.5
| 2004 | 60,4 | 60,7 | 61,1 | 61,2 | 61,2 | 61,4 | 61,6 | 61,6 | 61,6 | 61,8 | 62,1 | 62,0 | 61,4 | 60.4 | 60.7 | 61.1 | 61.2 | 61.2 | 61.4 | 61.6 | 61.6 | 61.6 | 61.8 | 62.1 | 62 | 61.4
| 2005 | 62,2 | 62,3 | 62,9 | 63,2 | 63,2 | 63,1 | 63,7 | 63,9 | 64,2 | 64,2 | 64,2 | 64,2 | 63,4 | 62.2 | 62.3 | 62.9 | 63.2 | 63.2 | 63.1 | 63.7 | 63.9 | 64.2 | 64.2 | 64.2 | 64.2 | 63.4
| 2006 | 64,6 | 64,7 | 65,0 | 65,4 | 65,7 | 66,2 | 66,9 | 67,4 | 67,6 | 67,7 | 67,6 | 68,0 | 66,4 | 64.6 | 64.7 | 65 | 65.4 | 65.7 | 66.2 | 66.9 | 67.4 | 67.6 | 67.7 | 67.6 | 68 | 66.4
| 2007 | 68,5 | 68,4 | 69,0 | 69,9 | 70,3 | 70,9 | 71,6 | 71,9 | 72,5 | 73,1 | 73,4 | 74,0 | 71,1 | 68.5 | 68.4 | 69 | 69.9 | 70.3 | 70.9 | 71.6 | 71.9 | 72.5 | 73.1 | 73.4 | 74 | 71.1
| 2008 | 74,8 | 75,1 | 76,3 | 77,7 | 78,5 | 79,6 | 81,2 | 81,8 | 81,9 | 81,9 | 82,0 | 81,1 | 79,3 | 74.8 | 75.1 | 76.3 | 77.7 | 78.5 | 79.6 | 81.2 | 81.8 | 81.9 | 81.9 | 82 | 81.1 | 79.3
| 2009 | 81,4 | 82,3 | 83,4 | 83,8 | 84,1 | 84,5 | 85,4 | 85,6 | 86,0 | 86,0 | 86,0 | 86,2 | 84,6 | 81.4 | 82.3 | 83.4 | 83.8 | 84.1 | 84.5 | 85.4 | 85.6 | 86 | 86 | 86 | 86.2 | 84.6
| 2010 | 86,4 | 87,0 | 87,7 | 87,8 | 88,0 | 88,0 | 88,6 | 88,6 | 88,7 | 88,9 | 89,0 | 89,2 | 88,2 | 86.4 | 87 | 87.7 | 87.8 | 88 | 88 | 88.6 | 88.6 | 88.7 | 88.9 | 89 | 89.2 | 88.2
| 2011 | 89,6 | 90,2 | 91,3 | 91,6 | 92,0 | 92,4 | 93,2 | 93,4 | 93,8 | 94,2 | 94,5 | 94,6 | 92,6 | 89.6 | 90.2 | 91.3 | 91.6 | 92 | 92.4 | 93.2 | 93.4 | 93.8 | 94.2 | 94.5 | 94.6 | 92.6
| 2012 | 95,2 | 95,7 | 96,8 | 97,2 | 97,2 | 97,5 | 97,8 | 98,0 | 98,9 | 99,5 | 99,8 | 100,0 | 97,8 | 95.2 | 95.7 | 96.8 | 97.2 | 97.2 | 97.5 | 97.8 | 98 | 98.9 | 99.5 | 99.8 | 100 | 97.8
| 2013 | 100,3 | 101,3 | 102,5 | 102,9 | 102,6 | 102,9 | 104,0 | 104,3 | 104,8 | 105,0 | 105,1 | 105,4 | 103,4 | 100.3 | 101.3 | 102.5 | 102.9 | 102.6 | 102.9 | 104 | 104.3 | 104.8 | 105 | 105.1 | 105.4 | 103.4
ESTIMATED | 2014 | [13 empty] | 105.6732 | 107.2277 | 108.5356 | 108.9343 | 108.3 | 108.5991 | 110.593 | 111.005 | 111.052 | 110.804 | 110.6815 | 111.0916 | 109.3207

## JHB return flows
JOHANNESBURG MUNICIPALITY - SUMMARY TABLE - SCENARIO B
JOHANNESBURG MUNICIPALITY - SUMMARY TABLE - SCENARIO C
|  |  | 2001 | 2005 | 2010 | 2015 | 2020 | 2025 | 2030 | 2001 | 2005 | 2010 | 2015 | 2020 | 2025 | 2030 | 2001 | 2005 | 2010 | 2015 | 2020 | 2025 | 2030 | 2001 | 2005 | 2010 | 2015 | 2020 | 2025 | 2030
Bushkoppies | Full | demands | 82.7 | 89.954 | 99.215 | 107.541 | 114.984 | 120.486 | 126.251 | 48.928 | 53.219 | 58.698 | 63.624 | 68.028 | 71.283 | 74.693 | 82.7 | 93.231 | 102.492 | 110.818 | 118.262 | 123.763 | 129.528 | 49.283 | 55.158 | 60.637 | 65.563 | 69.967 | 73.221 | 76.632
South | WC/WDM | Reductions | 0 | 0 | 30.867 | 37.746 | 42.193 | 44.496 | 44.496 | 0 | 0 | 15.858 | 19.733 | 22.882 | 24.264 | 25.677 | 0 | 0 | 30.867 | 37.746 | 42.193 | 44.496 | 44.496 | 0 | 0 | 15.858 | 19.733 | 22.882 | 24.264 | 25.677
Demands | with | WC/WDM | 82.7 | 89.954 | 68.348 | 69.796 | 72.791 | 75.99 | 81.754 | 48.928 | 53.219 | 42.84 | 43.891 | 45.146 | 47.019 | 49.016 | 82.7 | 93.231 | 71.625 | 73.073 | 76.068 | 79.267 | 85.032 | 49.283 | 55.158 | 44.779 | 45.83 | 47.085 | 48.958 | 50.955
Ennerdale | Full | demands | 1.97 | 2.142 | 2.362 | 2.56 | 2.737 | 2.867 | 3.004 | 1.127 | 1.226 | 1.352 | 1.465 | 1.566 | 1.625 | 1.687 | 1.97 | 2.22 | 2.44 | 2.638 | 2.815 | 2.945 | 3.082 | 1.135 | 1.27 | 1.396 | 1.509 | 1.61 | 1.669 | 1.73
South | WC/WDM | Reductions | 0 | 0 | 0 | 0.291 | 0.345 | 0.358 | 0.358 | 0 | 0 | 0.196 | 0.235 | 0.278 | 0.285 | 0.295 | 0 | 0 | 0 | 0.291 | 0.345 | 0.358 | 0.358 | 0 | 0 | 0.196 | 0.235 | 0.278 | 0.285 | 0.295
Demands | with | WC/WDM | 1.97 | 2.142 | 2.362 | 2.269 | 2.392 | 2.509 | 2.646 | 1.127 | 1.226 | 1.155 | 1.229 | 1.288 | 1.34 | 1.391 | 1.97 | 2.22 | 2.199 | 2.347 | 2.47 | 2.587 | 2.724 | 1.135 | 1.27 | 1.2 | 1.274 | 1.333 | 1.385 | 1.435
Goudkoppies | Full | demands | 51.497 | 56.011 | 61.773 | 66.953 | 71.583 | 75.005 | 78.591 | 30.28 | 32.934 | 36.322 | 39.368 | 42.09 | 44.103 | 46.211 | 51.497 | 58.051 | 63.813 | 68.993 | 73.623 | 77.045 | 80.631 | 30.5 | 34.134 | 37.522 | 40.567 | 43.29 | 45.302 | 47.411
South | WC/WDM | Reductions | 0 | 0 | 2.512 | 4.25 | 6.124 | 6.724 | 6.724 | 0 | 0 | 1.212 | 2.382 | 3.505 | 3.858 | 4.102 | 0 | 0 | 2.512 | 4.25 | 6.124 | 6.724 | 6.724 | 0 | 0 | 1.212 | 2.382 | 3.505 | 3.858 | 4.102
Demands | with | WC/WDM | 51.497 | 56.011 | 59.26 | 62.703 | 65.459 | 68.282 | 71.868 | 30.28 | 32.934 | 35.11 | 36.986 | 38.585 | 40.244 | 42.109 | 51.497 | 58.051 | 61.301 | 64.743 | 67.5 | 70.322 | 73.908 | 30.5 | 34.134 | 36.309 | 38.185 | 39.785 | 41.444 | 43.309
Olifantsvlei | Full | demands | 76.103 | 82.768 | 91.272 | 98.914 | 105.742 | 110.784 | 116.066 | 45.498 | 49.483 | 54.567 | 59.136 | 63.218 | 66.232 | 69.39 | 76.103 | 85.783 | 94.287 | 101.929 | 108.756 | 113.797 | 119.079 | 45.829 | 51.286 | 56.37 | 60.938 | 65.02 | 68.034 | 71.192
South | WC/WDM | Reductions | 0 | 0 | 43.299 | 50.123 | 53.025 | 55.153 | 55.153 | 0 | 0 | 25.141 | 29.481 | 31.38 | 32.68 | 34.464 | 0 | 0 | 43.299 | 50.123 | 53.025 | 55.153 | 55.153 | 0 | 0 | 25.141 | 29.481 | 31.38 | 32.68 | 34.464
Demands | with | WC/WDM | 76.103 | 82.768 | 47.973 | 48.791 | 52.717 | 55.631 | 60.914 | 45.498 | 49.483 | 29.426 | 29.655 | 31.839 | 33.552 | 34.926 | 76.103 | 85.783 | 50.987 | 51.805 | 55.731 | 58.645 | 63.927 | 45.829 | 51.286 | 31.229 | 31.457 | 33.64 | 35.354 | 36.727
|  |  | 2030: 130.991 | 0.1
117.8919

## misc calcs
CSP mirror washing
water | 115 | 20700000 | 20.7
area | 180000

## WSR-A
Region A
| TIMES Name | Type | Description | TOPIN | TOPOUT | units | VARIABLE_TID | VARIABLE_TS | 2006 | 2010 | 2011 | 2012 | 2013 | 2014 | 2015 | 2016 | 2017 | 2018 | 2019 | 2020 | 2021 | 2022 | 2023 | 2024 | 2025 | 2026 | 2027 | 2028 | 2029 | 2030 | 2031 | 2032 | 2033 | 2034 | 2035 | 2036 | 2037 | 2038 | 2039 | 2040 | 2045 | 2050
Mean Temp (oC) | [8 empty] | 2006: 21
Commodities | WATDEMOTH-A | E
Existing
New
| ETCLESCD-A-N |  | Supercritical Coal Dry Cooled -no FGD |  | ELCC |  |  | NCAP_COST | 2010: 15811.3718
[8 empty] | ACT_EFF | 2006: 0.36254
PWRCLE-A
|  |  | demin | WA-H1-A |  |  |  | PRC_ACTFLO | 2006: 0.0063889
|  |  | raw | WA-P1-A |  |  |  | PRC_ACTFLO | 2006: 0.025
| ETCLESCD-A-NF |  | Supercritical Coal Dry Cooled with FGD |  | ELCC |  |  | NCAP_COST | 2010: 19469.3141
[5 empty] | PWRENV |  |  | ACT_EFF | 2006: 0.3611
PWRCLE-A
|  |  | demin | WA-H1-A |  |  |  | PRC_ACTFLO | 2006: 0.0063889
|  |  | raw with FGD in 2020 | WA-P1-A |  |  |  | PRC_ACTFLO | 2006: 0.025; 2020: 0.080556
| ETCLESCW-A-N |  | Supercritical Coal Wet Cooled with FGD
[5 empty] | ELCC |  |  | NCAP_COST | 2010: 17522.3827
[5 empty] | PWRENV |  |  | ACT_EFF | 2006: 0.3761
PWRCLE-A
|  |  | demin | WA-H1-A |  |  |  | PRC_ACTFLO | 2006: 0.0063889
|  |  | raw with FGD | WA-P1-A |  |  |  | PRC_ACTFLO | 2006: 0.64239
| UCTLCLEIN-N-A |  | Refinery CTL New: Waterberg Region: WSR-A |  |  |  |  | NCAP_COST | 2006: 447.6804
[8 empty] | NCAP_FOM | 2006: 0.20914
| DMDOTHWAT-A | T | Non-energy water demand: WSR-A (Lephalale) | WA-P1-A | WATDEMOTH-A |  |  | COM_PROJ | 12.3 | 13 | 0 | 0 | 0 | 0 | 25.4058 | 0 | 0 | 0 | 0 | 40.3 | 0 | 0 | 0 | 0 | 40.6 | 0 | 0 | 0 | 0 | 43.6 | 0 | 0 | 0 | 0 | 44.8 | 0 | 0 | 0 | 0 | 46.4 | 46.8 | 47
| WT-1H1-A | T | Pretreatment UF-RO | WA1-A | WA0-A | Mm3 |  | ACT_EFF | 2006: 0.99
Note on K18: Fadiel Ahjum: IRP ZAR2010
Note on D24: IRP2010 default
Note on K24: Fadiel Ahjum: IRP ZAR2010
Note on I25: Fadiel Ahjum: derate by 1.5% for in region A for T&GD losses
Note on J25: Appendix B: Characterisation of Eskom’s Coal Power Plant Fleet (March 2014 YTD)
Note on J28: Fadiel Ahjum: raw no FGD: Initial operation of Medupi assumed until ilfitted with FDG in 2020
Note on K31: As per Task 2 report
Note on I32: Fadiel Ahjum: derate by 1.5% for in region A for T&GD losses
Note on J32: Fadiel Ahjum: Etrans loss (-1.5%) & eff. Gain (2%)
Note on J37: includes pipeline cost
Note on J42: Guestimate

## WSR-B
Region B |  |  | Existing plants in B/C grouped by coal supply region
Commodities
| TIMES Name | Type | Description | TOPIN | TOPOUT | units | VARIABLE_TID | VARIABLE_TS | 2006 | 2010 | 2011 | 2012 | 2013 | 2014 | 2015 | 2016 | 2017 | 2018 | 2019 | 2020 | 2021 | 2022 | 2023 | 2024 | 2025 | 2026 | 2027 | 2028 | 2029 | 2030 | 2031 | 2032 | 2033 | 2034 | 2035 | 2036 | 2037 | 2038 | 2039 | 2040 | 2045 | 2050
Mean Temp (oC) | [8 empty] | 2006: 17
EXISTING
| UCTLCLEIN-B-E |  | Refinery CTL Existing WSR-B
|  |  |  | WA-H1-B |  |  |  | PRC_ACTFLO | 2006: 0.10849
|  |  |  | WA-P1-B |  |  |  | PRC_ACTFLO | 2006: 0.034712
|  |  | FGD retrofit (Semi-Dry) | WA-P1-B |  |  |  | PRC_ACTFLO | 2006: 0.051631
|  |  | FGD retrofit (Semi-Dry) |  |  |  |  | NCAP_COST | bar: 2006
|  |  | FGD retrofit (Semi-Dry) | 1.4874 |  |  |  | NCAP_FOM | bar: 2006
| ETCLEPFSS-B-E |  | Sasol SSF: WSR-B
|  |  |  | WA-H1-B |  |  |  | PRC_ACTFLO | 2006: 0.0064
|  |  |  | WA-P1-B |  |  |  | PRC_ACTFLO | 2006: 0.6155
| ???? |  | Sasol SSF: WSR-B (gas turbines)
|  |  |  | WA-H1-B |  |  |  | PRC_ACTFLO | 2006: 0.032405
|  |  |  | WA-P1-B |  |  |  | PRC_ACTFLO | 2006: 0.16063
| ETCLEPFD-B-E |  | Coal PF Eskom Dry Existing: WSR-B
|  |  |  | WA-H1-B |  |  |  | PRC_ACTFLO | 2006: 0.014945
|  |  |  | WA-P1-B |  |  |  | PRC_ACTFLO | 2006: 0.018388
NEW
| ETGASCCSS-B-N |  | Combined Cycle Gas Turbine - Sasol: WSR-B
|  |  |  | WA-H1-B |  |  |  | PRC_ACTFLO | 2006: 0.002
|  |  |  | WA-P1-B |  |  |  | PRC_ACTFLO | 2006: 0.0055
| ETCLESCD-B-N |  | Supercritical Coal Dry Cooled
[5 empty] | ELCC |  |  | NCAP_COST | 2010: 19469.3141
[5 empty] | PWRENV |  |  | ACT_EFF | 2006: 0.33001
PWRCLE-B
|  |  | demin | WA-H1-B |  |  |  | PRC_ACTFLO | 2006: 0.0063889
|  |  | raw | WA-P1-B |  |  |  | PRC_ACTFLO | 2006: 0.025
|  |  | raw with FGD | WA-P1-B |  |  |  | PRC_ACTFLO | 2006: 0
[8 empty] | PRC_RESID | 5.67 | 5.67 | 5.67 | 5.67 | 5.67 | 5.67 | 5.67 | 5.67 | 5.67 | 5.67 | 5.67 | 5.67 | 5.61 | 5.61 | 5.61 | 5.61 | 5.61 | 5.61 | 5.61 | 5.61 | 5.61 | 5.61 | 5.61 | 4.98 | 4.98 | 4.98 | 3.09 | 2.46 | 1.83 | 1.83 | 1.83 | 1.22 | 0.61 | 0
| ETCLESCW-B-N |  | Supercritical Coal Wet Cooled
|  |  | demin | WA-H1-B |  |  |  | PRC_ACTFLO | 2006: 0.0063889
|  |  | raw | WA-P1-B |  |  |  | PRC_ACTFLO | 2006: 0.55561
|  |  | raw with FGD | WA-P1-B |  |  |  | PRC_ACTFLO | 2006: 0.61117
| ETCLDFBD-B-N |  | Fluidised Bed Combustion Coal-DRY: WSR:B
|  |  |  | WA-H1-B |  |  |  | PRC_ACTFLO | 2006: 0.00925
|  |  |  | WA-P1-B |  |  |  | PRC_ACTFLO | 2006: 0
| MINCLE3-B |  | Extraction of Coal - Dual Product - exports |  | CME | PJ |  | ACT_COST | 2006: 29.59
[5 empty] | CH4SF | kt/PJ |  | PRC_ACTFLO
|  |  |  | ELC |  |  |  |  | 2006: 0.0025
|  |  |  | ODS |  |  |  |  | 2006: 0.0023
|  |  |  | WA-P1-B |  |  |  |  | 2006: 0.0024
[7 empty] | BOH | 2005
| DMDOTHWAT-B | T | Non-energy water demand:region A (Lephalele) | WA-P1-B | WATDEMOTH-B |  |  | COM_PROJ | 229.5 | 255 | 0 | 0 | 0 | 0 | 307.7104 | 0 | 0 | 0 | 0 | 360.4209 | 0 | 0 | 0 | 0 | 363.2344 | 0 | 0 | 0 | 0 | 446.1189 | 0 | 0 | 0 | 0 | 449.0763 | 0 | 0 | 0 | 0 | 452.1084 | 455.2171 | 458.4042
Note on D12: Fadiel Ahjum:
Note on J14: Table 23: Other. Cooling: 47.2% assumed to be largely attributed to power-gen.(Ras,2011).
Note on J20: Fadiel Ahjum: Medupi estimate

## WSR-C
Region C |  |  | Existing plants in B/C grouped by coal supply region
Commodities
| TIMES Name | Type | Description | TOPIN | TOPOUT | units | VARIABLE_TID | VARIABLE_TS | 2006 | 2010 | 2011 | 2012 | 2013 | 2014 | 2015 | 2016 | 2017 | 2018 | 2019 | 2020 | 2021 | 2022 | 2023 | 2024 | 2025 | 2026 | 2027 | 2028 | 2029 | 2030 | 2031 | 2032 | 2033 | 2034 | 2035 | 2036 | 2037 | 2038 | 2039 | 2040 | 2045 | 2050
Mean Temp (oC) | [8 empty] | 2006: 17
EXISTING | bar: 2006
| ETCLEPFM-C-E |  | Subcritical Coal PF Munic Existing: WSR:C
PWRCLE-C
|  |  | demin | WA-H1-B |  |  |  | PRC_ACTFLO | 2006: 0.0064
|  |  | raw | WA-P1-B |  |  |  | PRC_ACTFLO | 2006: 0.6155
| UREFOCRIN-C-E | T | Refinery Crude Oil Inland Existing: WSR-C | bar: 2006
|  |  |  | WA-P1-C |  |  |  | PRC_ACTFLO | 2006: 0.0016156
|  |  |  | WA-H1-C |  |  |  | PRC_ACTFLO | 2006: 0.0017949
| ETCLEPFSI-C-E | T | Sasol Infrachem (Upper Vaal): WSR-C
PWRCLE-C
ELCC | bar: 2006
|  |  |  | WA-P1-C |  |  |  | PRC_ACTFLO | 2006: 0.0011111
| ????? | T | Sasol Infrachem (Upper Vaal): WSR-C (gas turbines)
ELCC | bar: 2006
|  |  |  | WA-P1-C |  |  |  | PRC_ACTFLO | 2006: 0.6155
|  |  |  | WA-H1-C |  |  |  | PRC_ACTFLO | 2006: 0.0064
NEW | bar: 2006
| DMDOTHWAT-C | T | Non-energy non-agriculture water demand:region A (Lephalele) | WA-P1-C
[5 empty] | WATDEMOTH-C |  |  | COM_PROJ | 2006: 2665.08; 2010: 2717.8; 2015: 2783.7; 2020: 2849.6; 2025: 2915.5; 2030: 2981.4; 2035: 3047.3; 2040: 3113.2; 2045: 3179.1; 2050: 3245
MINCLE1-C
| MINCLE2-C |  | Extraction of Coal - Dual Product - exports | ELC |  |  |  | PRC_ACTFLO | 2006: 0.0025
| ETGASGT-C-N | T | Open Cycle Gas Turbine - Inland: WSR-C (Wet NOx)
|  |  |  | WA-P1-C |  |  |  | PRC_ACTFLO | 2006: 0.0053333
| ETGASCC-C-N |  | Combined Cycle Gas Turbine - Inland -WSR-C
|  |  |  | WA-H1-C |  |  |  | PRC_ACTFLO | 2006: 0.002
|  |  |  | WA-P1-C |  |  |  | PRC_ACTFLO | 2006: 0.0055
Note on J13: Fadiel Ahjum: Medupi estimate
Note on F20: previously ICPELC
Note on F23: previously ICPELC
Note on J25: Fadiel Ahjum: Medupi estimate

## WSR-D
Region D
Commodities
| TIMES Name | Type | Description | TOPIN | TOPOUT | units | VARIABLE_TID | VARIABLE_TS | 2006 | 2010 | 2011 | 2012 | 2013 | 2014 | 2015 | 2016 | 2017 | 2018 | 2019 | 2020 | 2021 | 2022 | 2023 | 2024 | 2025 | 2026 | 2027 | 2028 | 2029 | 2030 | 2031 | 2032 | 2033 | 2034 | 2035 | 2036 | 2037 | 2038 | 2039 | 2040 | 2045 | 2050
Mean Temp (oC)
EXISTING
NEW | MINGIH-D2 |  | Extraction of Gas Indigenous Shale: WSR-D2 (Karoo) |  |  |  | ACT_CUM |  | 2006: 30000
* |  |  |  |  | GIH
* |  |  |  | WA-P1X-D2 |  |  |  | PRC_ACTFLO | 2006: 0.017
*
*
| DMDOTHWAT-C | T | Non-energy non-agriculture water demand:region A (Lephalele) | UPSWA-P1-D | WATDEMOTH-D |  |  | COM_PROJ | 3492.426 | 3608.71 | 0 | 0 | 0 | 0 | 3754.065 | 0 | 0 | 0 | 0 | 3899.42 | 0 | 0 | 0 | 0 | 4044.775 | 0 | 0 | 0 | 0 | 4190.13 | 0 | 0 | 0 | 0 | 4335.485 | 0 | 0 | 0 | 0 | 4480.84 | 4626.195 | 4771.55

## WSR-R
Region R
| TIMES Name | Description | TOPIN | TOPOUT | units |  |  | 2006 | 2010 | 2012 | 2014 | 2016 | 2018 | 2020 | 2021 | 2022 | 2023 | 2024 | 2025 | 2026 | 2027 | 2028 | 2029 | 2030 | 2031 | 2032 | 2033 | 2034 | 2035 | 2036 | 2037 | 2038 | 2039 | 2040 | 2045 | 2050
Mean Temp (oC) | [7 empty] | 21
NEW | ETCMESCO-R-N | Supercritical Coal Wet Cooled Open Cycle Seawater WSR-R
|  |  | PWRCME-R | ELCC | PJ | NCAP_COST |  |  | 17522.3827
|  | raw-seawater | WA-P1-A | PWRENV | Mm3/PJ |  |  | 0
|  | demin | WA-H1-A |  | Mm3/PJ |  |  | 0.0064
|  | raw-seawater with FGD-seawater | WA-P1-A |  | Mm3/PJ |  |  | 0
[6 empty] | ACT_EFF | 0.3911
[6 empty] | BOH | 2010
Note on I8: Fadiel Ahjum: Medupi estimate
Note on G10: Fadiel Ahjum: derate by 1.5% for in region A for T&GD losses

## WSR-Z
| TIMES name | Type | Description | [5 empty] | Existing Infrastructure | PRC_RESID |  | Agriculture | Commercial | Industry | Transport | Residential
Commodities | ELCDEMOTH |  | Electricty demand non-Energy: non-Agriculture | DAYNITE | [7 empty] | 0.91198 | 3.5475 | 15.4665 | 9.9385 | 9.9385
| ELCDEMXPT |  | Electricty demand Export | ANNUAL
[5 empty] | oC | Mm3/PJ | Mm3/PJ | Mm3/PJ | Mm3/PJ |  | NCAP_COST
NEW |  |  |  |  | Mean Temp | raw | raw adjusted: (- HQ) | raw with FDG | demin |  | 2010 |  | 2012 |  | 2014 |  | 2016 | 2018 | 2020 | 2021 | 2022 | 2023 | 2024 | 2025 | 2026 | 2027 | 2028 | 2029 | 2030 | 2031 | 2032 | 2033 | 2034 | 2035 | 2036 | 2037 | 2038 | 2039 | 2040 | 2045 | 2050
WSR | [5 empty] | WA-P1-x |  | WA-P1-x | WA-H1-x | ACT_EFF
B | ETCLESCD-B-N |  | Supercritical Coal Dry Cooled WSR-B |  | SATIM | 0.025 |  | 0.080556 | 0.0064 | 0.367 | 19469.3141
B | ETCLESCW-B-N |  | Supercritical Coal Wet Cooled WSR-B |  | 17 | 0.55561 |  | 0.61117 | 0.0064 | 0.382 | 17522.3827
C | ETCLESCD-C-N |  | Supercritical Coal Dry Cooled WSR-B |  | 17 | 0.025 |  | 0.080556 | 0.0064 | 0.367 | 19469.3141
C | ETCLESCW-C-N |  | Supercritical Coal Wet Cooled WSR-B |  | 17 | 0.55561 |  | 0.61117 | 0.0064 | 0.382 | 17522.3827
A | ETCLESCW-A-N |  | Supercritical Coal Wet Cooled WSR-A |  | 21 | 0.5855 |  | 0.64106 | 0.0064 | 0.382 | 17522.3827
D1 | ERSOLTC03D-D-N |  | Solar Central Receiver 03 hrs storage Dry | [5 empty] | 0.0064
D1 | ERSOLTT00D-D-N |  | Solar Parabolic Trough 0 storage Dry |  |  | 0.081853 | 0.075453 |  | 0.0064
D1 | ERSOLTT03D-D-N |  | Solar Parabolic Trough 3 storage Dry |  |  | 0.083056 | 0.076656 |  | 0.0064 | [33 empty] | CSP Parabolic Trough (EPRI,2012) |  |  |  |  | CSP Central Receiver (EPRI,2012)
D1 | ERSOLTT06D-D-N |  | Solar Parabolic Trough 6 storage Dry |  |  | 0.084444 | 0.078044 |  | 0.0064 | [33 empty] | CSP Parabolic Trough (EPRI,2012) |  |  |  |  | CSP Central Receiver (EPRI,2012)
D1 | ERSOLTT09D-D-N |  | Solar Parabolic Trough 9 storage Dry |  |  | 0.085556 | 0.079156 |  | 0.0064 | [33 empty] | 0 | 3 | 6 | 9 |  | 3 | 6 | 9 | 12
D1 | ERSOLTT00W-D-N |  | Solar Parabolic Trough 0 storage Wet |  |  | 0.81853 | 0.81213 |  | 0.0064 |  | 30765.3532 |  | 25430.4504 |  | 22135.0933 |  | 19028.9426 | 17592.2818 | 2020: 16668.6942; 2025: 15738.8522; 2030: 15178.4524; 2040: 14116.8035; 2050: 13129.411 |  | 294.67 | 299 | 304 | 308 |  | 310 | 302 | 300 | 293.9996
D1 | ERSOLTT03W-D-N |  | Solar Parabolic Trough 03 hrs storage Wet |  |  | 0.83056 | 0.82416 |  | 0.0064 |  | 41945.1127 |  | 34671.5704 |  | 30178.7201 |  | 25943.8316 | 23985.1056 | 2020: 22725.8973; 2025: 21458.1618; 2030: 20694.1196; 2040: 19246.6801; 2050: 17900.4811 | [6 empty] | -1.6667 | 314
D1 | ERSOLTT06W-D-N |  | Solar Parabolic Trough 06 hrs storage Wet |  |  | 0.84444 | 0.83804 |  | 0.0064 |  | 52994.1097 |  | 43804.6029 |  | 38128.2658 |  | 32777.8416 | 30303.1565 | 2020: 28712.2532; 2025: 27110.5764; 2030: 26145.2735; 2040: 24316.5559; 2050: 22615.7471
D1 | ERSOLTT09W-D-N |  | Solar Parabolic Trough 09 hrs storage Wet |  |  | 0.85556 | 0.84916 |  | 0.0064 |  | 63456.012 |  | 52452.3466 |  | 45655.4079 |  | 39248.7226 | 36285.4943 | 2020: 34380.5207; 2025: 32462.6467; 2030: 31306.7772; 2040: 29117.041; 2050: 27080.4647
D1 | ERSOLTC03D-D-N |  | Solar Central Receiver 03 hrs storage Dry |  |  | 0.086111 | 0.079711 |  | 0.0064
D1 | ERSOLTC06D-D-N |  | Solar Central Receiver 06 hrs storage Dry |  |  | 0.083889 | 0.077489 |  | 0.0064
D1 | ERSOLTC09D-D-N |  | Solar Central Receiver 09 hrs storage Dry |  |  | 0.083333 | 0.076933 |  | 0.0064
D1 | ERSOLTC12D-D-N |  | Solar Central Receiver 12 hrs storage Dry |  |  | 0.081667 | 0.075267 |  | 0.0064
D1 | ERSOLTC03W-D-N |  | Solar Central Receiver 03 hrs storage Wet |  |  | 0.59898 | 0.59258 |  | 0.0064 |  | 38977.4841 |  | 32218.5469 |  | 28043.5671 |  | 24108.2982 | 22288.1525 | 2020: 21118.0336; 2025: 19939.9908; 2030: 19230.0047; 2040: 17884.972; 2050: 16634.017
D1 | ERSOLTC06W-D-N |  | Solar Central Receiver 06 hrs storage Wet |  |  | 0.58352 | 0.57712 |  | 0.0064 |  | 46538.143 |  | 38468.1408 |  | 33483.3191 |  | 28784.7062 | 26611.4978 | 2020: 25214.405; 2025: 23807.8512; 2030: 22960.1456; 2040: 21354.2102; 2050: 19860.6011
D1 | ERSOLTC09W-D-N |  | Solar Central Receiver 09 hrs storage Wet |  |  | 0.57966 | 0.57326 |  | 0.0064 |  | 53527.2663 |  | 44245.3069 |  | 38511.862 |  | 33107.6089 | 30608.0268 | 2020: 29001.1179; 2025: 27383.3271; 2030: 26408.3126; 2040: 24561.1969; 2050: 22843.2768 |  | trough | 10 | [5 empty] | Poullikkas et al. (2013)
D1 | ERSOLTC12W-D-N |  | Solar Central Receiver 12 hrs storage Wet |  |  | 0.56806 | 0.56166 |  | 0.0064 |  | 57664.6396 |  | 47665.234 |  | 41488.6242 |  | 35666.6511 | 32973.8646 | 2020: 31242.7502; 2025: 29499.9128; 2030: 28449.5348; 2040: 26459.6469; 2050: 24608.9407 |  | tower | 6.9559
D2 | ETGIHCCD-D-N |  | Combined Cycle Gas Turbine Shale Dry: WSR-D2 (Wet NOx) |  |  | 0.0053333 | 0.0053333 |  | 0.0019979 | [33 empty] | Abengoa | 0.712 -0.835 | m3/MWh
D2 | ETGIHGT-D-N |  | Open Cycle Gas Turbine Shale Dry: WSR-D2 (Wet NOx) |  |  | 0.0055 | 0.0055 |  | 0
Z | DMDOTHELC-Z | T | Dummy non-Energy national elec service demand | PRC_RESID | [6 empty] | 39.8029
EXIST
B | UCTLCLEIN-B-E |  | Refinery CTL Existing WSR-B |  |  | 0.034712 |  |  | 0.10849
| ETCLEPFSS-B-E |  | Sasol SSF: WSR-B |  |  | 0.16063 |  |  | 0.032405
TIMES order
| ERSOLTC03D-D-N | [5 empty] | 0.079711
| ERSOLTC03W-D-N | [5 empty] | 0.59258
| ERSOLTC09D-D-N | [5 empty] | 0.076933
| ERSOLTC09W-D-N | [5 empty] | 0.57326
| ERSOLTC12D-D-N | [5 empty] | 0.075267
| ERSOLTC12W-D-N | [5 empty] | 0.56166
| ERSOLTT00D-D-N | [5 empty] | 0.075453
| ERSOLTT00W-D-N | [5 empty] | 0.81213
| ERSOLTT03D-D-N | [5 empty] | 0.076656 | [35 empty] | Power Plant | Raw | demin
| ERSOLTT03W-D-N | [5 empty] | 0.82416 | [36 empty] | l/kWh | l/kWh
| ERSOLTT09D-D-N | [5 empty] | 0.079156 | [35 empty] | NGCC-Wet | 1.0713 | 0.0071923
| ERSOLTT09W-D-N | [5 empty] | 0.84916 | [35 empty] | NGCC-Dry | 0.0192 | 0.0071923
| ETGIHCCD-D-N | [5 empty] | 0.0053333 | [35 empty] | OCGT | 0.0198 | 0
| ETGIHGT-D-N | [5 empty] | 0.0055
Abengoa
[43 empty] | Central Receiver | 50 | MW
[43 empty] | CF | 0.46472
[44 empty] | 203548 | MWh_e
[44 empty] | 438000 |  |  | Epri to Eskom (2012) | abengoa est from anna
[43 empty] | Mirror washing | 230 | litres/m2/year |  | 115 | 212.7429 |  | 1.8499
[42 empty] | abengoa presentation | mirror area | 560000
[42 empty] | Nrel website | mirror area | 576800
[43 empty] | Mirror washing | 0.1288 | Mm3/a
[43 empty] | Mirror washing | 0.63277 | l/kWh
[43 empty] | Boiler (est. from Medupi) | 0.023 | l/kWh
[43 empty] | total | 0.65577
Note on L8: Fadiel Ahjum: derate by 1.5% for in region A for T&GD losses
Note on H9: Fadiel Ahjum: Medupi value
Note on K9: Fadiel Ahjum: Medupi estimate
Note on H19: Fadiel Ahjum: Using EPRI data Appendix C
Note on H36: Fadiel Ahjum: EPRI data (ie IRP) assumes water injection for NOx control in contrast to low NOx burners.
Note on D37: Fadiel Ahjum: EPRI data (ie IRP) assumes water injection for NOx control in contrast to low NOx burners.
Note on H37: Fadiel Ahjum: EPRI data (ie IRP) assumes water injection for NOx control in contrast to low NOx burners.
Note on D44: Fadiel Ahjum: As per Table 23 in Task 2 report; excludes power gen component which is represented in Power Sector
Note on H44: Table 23: Other. Cooling: 47.2% assumed to be largely attributed to power-gen.(Ras,2011).
Note on AV59: 283 gal (US)/MWh for WetClosed Cycle Cooling Tower Pwr Plant Water Usage & Loss Study. US-DoE(2007)
Note on AW59: 1.9 gal (US)/MWh:
Note on AV60: Appendix C. EPRI (2012) with Water injection for NOx control
Note on AV61: Appendix C. EPRI (2012) with Water injection for NOx control